## Worksheet
CollectionDeviceName | CollectionDeviceDescr | SerialNumber | AnalyteName | CollectionMatrix | LastUpdateDate
03C0216 AA | YSI |  |  |  | 2016-05-20
107 Temperature Probe | Temperature Probe |  |  |  | 2016-05-20
1-GallonGlassSampleBottle | 1-Gallon Glass Sample Bottle |  |  | Water Sampler | 2013-06-28
2-bottle sampler weighted with a 15-lb. brass fish | Specially designed 2-bottle sampler weighted with a 15-lb. brass fish |  |  |  | 2017-08-07
3 Wheel Boom Truck with DH-95 lowered by winch | 3 Wheel Boom Truck with DH-95 lowered by winch |  |  | Water Sampler | 2012-10-31
4 Wheel Boom Truck with D-95 lowered by winch | 4 Wheel Boom Truck with D-95 lowered by winch |  |  | Water Sampler | 2012-09-25
5Gyres Manta Trawl | Manta Trawl for particles >355 microns |  |  |  | 2018-04-26
5Gyres Metal bucket, 45-um sieve | Metal bucket, 45-micron sieve |  |  | Water Sampler | 2018-06-18
5Gyres Metal bucket, 45-um sieve, peristaltic pump | Metal bucket, 45-micron sieve, peristaltic pump |  |  | Water Sampler | 2018-06-18
5Gyres metal bucket, peristaltic pump | Battery operated pump, peristaltic tubing, filters 5 mm to 20 micron, metal bucket |  |  |  | 2018-04-26
ABC Labs SEABIRD CTD 25 | SEABIRD CTD 25 |  |  | Field Probe | 2016-05-20
ABCL Alkalinity Titration | ABCL Alkalinity Titration |  |  |  | 2017-10-30
ABCL OTT MF pro | OTT MF Pro Flow Meter | 336641 |  |  | 2018-04-06
ABCL OTT MF Pro Depth | OTT MF Pro Flow Meter |  |  | Field Probe | 2024-09-12
ABCL YSI 1Q YSI ProQuatro | YSI ProQuatro Multiparameter Meter |  |  | Field Probe | 2024-09-17
ABCL YSI 4Y YSI Professional Plus | YSI Professional Plus |  |  |  | 2017-10-30
ABCL YSI 5Y YSI Professional Plus | YSI Professional Plus |  |  |  | 2022-03-25
ABCL YSI 6Y YSI Professional Plus | YSI Professional Plus |  |  |  | 2022-03-25
ACCWP Marsh-McBirney Flo-Mate | Marsh-McBirney Flow-Mate 2000 | 75020 |  |  | 2016-05-20
ACCWP Marsh-McBirney Flo-Mate | Marsh-McBirney Flow-Mate 2000 | 75020 |  |  | 2018-06-26
ADH ISCO Auto Sampler | ISCO Auto Sampler |  |  | Water Sampler | 2013-11-11
ADH YSI 556 MPS #1 | YSI 556 MPS | 10A100425 |  | Field Probe | 2016-05-20
AET_YSI_ODO200 | YSI EcoSense ODO200 dissolved oxygen meter |  |  | Field Probe | 2021-11-17
AFRP_Densiometer | AFRP Densiometer |  |  | NR | 2017-01-30
AFRP_GlobalWaterMeter | AFRP Global Water Meter FP101 |  |  | Field Probe | 2016-12-15
AFRP_LaMotte_Kit | AFRP LaMotte total alkalinity kit |  |  | Field Probe | 2017-01-30
AFRP_Mercury_Thermometer | AFRP Mercury Thermometer |  |  | Field Probe | 2017-01-30
AFRP_Oakton_T100 | AFRP Oakton T-100 handheld turbidity meter |  |  | Field Probe | 2017-01-30
AFRP_OnsetLogger | AFRP Onset Data logger for dissolved oxygen U26-001 |  |  | Field Probe | 2016-12-15
AFRP_Sontek_Flowtracker | Sontek Flowtracker |  |  | Field Equipment | 2018-02-27
AFRP_Swoffer Meter | AFRP Swoffer Meter |  |  | Field Probe | 2017-07-25
AFRP_Swoffer_3000 | Swoffer Model 3000 |  |  | Field Equipment | 2018-02-27
AFRP_YSI_Pro2030 | AFRP YSI Pro2030 |  |  | Field Probe | 2017-01-30
ALK-ENVST-01 | Alkalinity Test Kit |  |  |  | 2014-07-16
ALK-TST-01 | HACH Alkalinity Test Kit |  |  |  | 2018-04-27
ALK-TST-02 | HACH Alkalinity Test Kit |  |  |  | 2018-04-27
ALK-TST-03 | HACH Alkalinity Test Kit |  |  |  | 2018-04-27
ALK-TST-04 | HACH Alkalinity Test Kit |  |  |  | 2018-04-27
ALK-TST-05 | HACH Alkalinity Test Kit |  |  |  | 2018-04-27
ALK-TST-06 | HACH Alkalinity Test Kit |  |  |  | 2018-04-27
ALK-TST-07 | HACH Alkalinity Test Kit |  |  |  | 2018-04-27
ALK-TST-08 | HACH Alkalinity Test Kit |  |  |  | 2018-04-27
ALK-TST-09 | HACH Alkalinity Test Kit |  |  |  | 2018-04-27
ALK-TST-10 | HACH Alkalinity Test Kit |  |  |  | 2018-04-27
AMS-CA Cole Parmer pH meter Model 20 | Cole Parmer pH meter Model 20 |  |  | Field Prob | 2016-05-20
AMS-CA Dredge | Dredge |  |  | Sediment Sampler | 2019-10-21
AMS-CA Eureka Manta Plus 35 #1 | Eureka Manta Plus 35 sonde | MT05193740 |  |  | 2020-02-27
AMS-CA ExStik II | ExStik II |  |  | Field Probe | 2020-05-06
AMS-CA HOBO U24 logger #1 | HOBO U24 logger | 10904768 |  |  | 2017-02-27
AMS-CA HOBO U24 logger #2 | HOBO U24 logger | 10904769 |  |  | 2017-02-27
AMS-CA HOBO U24 logger #3 | HOBO U24 logger | 10904770 |  |  | 2017-02-27
AMS-CA HOBO U24 logger #4 | HOBO U24 logger | 10904771 |  |  | 2017-02-27
AMS-CA HOBO U24 logger #5 | HOBO U24 logger | 10904772 |  |  | 2017-02-27
AMS-CA HOBO V2 logger #1 | HOBO V2 logger | 10094791 |  |  | 2016-05-20
AMS-CA HOBO V2 logger #10 | HOBO V2 logger | 10094799 |  |  | 2016-05-20
AMS-CA HOBO V2 logger #11 | HOBO V2 logger | 10094800 |  |  | 2016-05-20
AMS-CA HOBO V2 logger #12 | HOBO V2 logger | 10094803 |  |  | 2016-05-20
AMS-CA HOBO V2 logger #13 | HOBO V2 logger | 10094797 |  |  | 2016-05-20
AMS-CA HOBO V2 logger #14 | HOBO V2 logger | 10306862 |  |  | 2016-05-20
AMS-CA HOBO V2 logger #15 | HOBO V2 logger | 10352985 |  |  | 2016-05-20
AMS-CA HOBO V2 logger #16 | HOBO V2 logger | 10306864 |  |  | 2016-05-20
AMS-CA HOBO V2 logger #17 | HOBO V2 logger | 10352986 |  |  | 2016-05-20
AMS-CA HOBO V2 logger #18 | HOBO V2 logger | 10306863 |  |  | 2016-05-20
AMS-CA HOBO V2 logger #19 | HOBO V2 logger | 10366732 |  |  | 2016-05-20
AMS-CA HOBO V2 logger #2 | HOBO V2 logger | 10094793 |  |  | 2016-05-20
AMS-CA HOBO V2 logger #20 | HOBO V2 logger | 10272879 |  |  | 2017-02-27
AMS-CA HOBO V2 logger #28 | HOBO V2 logger | 20571408 |  |  | 2020-02-27
AMS-CA HOBO V2 logger #29 | HOBO V2 logger | 20571409 |  |  | 2020-02-27
AMS-CA HOBO V2 logger #3 | HOBO V2 logger | 10094802 |  |  | 2016-05-20
AMS-CA HOBO V2 logger #30 | HOBO V2 logger | 20571410 |  |  | 2020-02-27
AMS-CA HOBO V2 logger #4 | HOBO V2 logger | 10094792 |  |  | 2016-05-20
AMS-CA HOBO V2 logger #5 | HOBO V2 logger | 10094796 |  |  | 2016-05-20
AMS-CA HOBO V2 logger #6 | HOBO V2 logger | 10094795 |  |  | 2016-05-20
AMS-CA HOBO V2 logger #7 | HOBO V2 logger | 10094798 |  |  | 2016-05-20
AMS-CA HOBO V2 logger #8 | HOBO V2 logger | 10094801 |  |  | 2016-05-20
AMS-CA HOBO V2 logger #9 | HOBO V2 logger | 10094794 |  |  | 2016-05-20
AMS-CA YSI 6600 #1 | YSI 6600 | 02E0874 |  |  | 2016-05-20
AMS-CA YSI 6600 #2 | YSI 6600 | 12E101041 |  |  | 2016-05-20
AMS-CA YSI DSS Pro #1 | YSI DSS Pro | 16H100531 |  |  | 2020-02-27
AMS-CA YSI Pro Plus | YSI Pro Plus |  |  | Field Prob | 2016-08-29
AMS-CA YSI Professional Plus #1 | YSI Professional Plus #1 |  |  |  | 2020-03-04
AnchorQEA_AquaTroll 600 | In-Situ Aqua Troll 600 Multiparameter Sonde |  |  | Field Probe | 2025-03-17
AnchorQEA_YSI ProDSS | YSI ProDSS |  |  | Field Probe | 2025-03-17
Apera Instruments PH50 pH Tester | pH Tester |  |  | Field Probe | 2023-12-22
Apera PC60 5-in-1 Tester | Apera PC60 5-in-1 Tester |  |  |  | 2024-12-27
AR Hach 2100 | Hach 2100 |  |  | Field Probe | 2019-01-21
AR OTT MF Pro | OTT MF Pro Flow Meter |  |  |  | 2025-05-14
AR YSI 556 MPS | YSI 556 MPS |  |  | Field Probe | 2019-01-21
AR YSI ProSolo | YSI ProSolo |  |  | Field Probe | 2025-05-14
ARC_Hanna HI 98304 | Hanna Pocket Conductivity Tester |  |  |  | 2019-01-15
ARC_Hanna pH Meter | Hanna Model HI98107 Waterproof Pocket pH Tester |  |  |  | 2018-01-20
ARC_LaMotte Alcohol Filled Thermometer | LaMotte Alcohol Filled Thermometer |  |  |  | 2018-01-20
ARC_LaMotte DO Titration Kit | LaMotte Dissolved Oxygen Titration Kit |  |  |  | 2018-01-20
ATA-CWC-01 | Thermometer |  |  |  | 2016-05-20
ATA-CWC1 | Bulb Thermometer |  |  |  | 2016-05-20
ATL Bilge Pump | Bilge Pump |  |  | Field Probe | 2011-02-04
AutoLevel | Auto Level |  |  | Field Probe | 2011-01-20
Automatic pump | Automatic pump |  |  |  | 2017-08-07
Autosampler | Autosampler |  |  |  | 2017-08-07
AWG_Hanna 98127 #1 | Hanna 98127 pH meter |  |  |  | 2020-01-03
AWG_Hanna 98127 #2 | Hanna 98127 pH meter |  |  |  | 2020-01-03
AWG_Hanna 98127 #3 | Hanna 98127 pH meter |  |  |  | 2020-01-03
AWG_Hanna 98127 #4 | Hanna 98127 pH meter |  |  |  | 2020-01-03
AWG_Hanna 98127 #5 | Hanna 98127 pH meter |  |  |  | 2020-01-03
AWG_Hanna 98127 #6 | Hanna 98127 pH meter |  |  |  | 2020-01-03
AWG_Hanna 98127 #8 | Hanna 98127 pH meter |  |  |  | 2020-01-03
AWG_Hanna 98127 #9 | Hanna 98127 pH meter |  |  |  | 2020-01-03
AWG_Hanna HI 98128 | Hanna HI 98128 pH meter |  |  | Field Probe | 2021-08-06
AWG_LaMotte2020t | LaMotte Portable Turbidity Meter |  |  |  | 2020-01-03
AWG_YSI Pro 2030 | YSI Pro 2030 |  |  | Field Probe | 2021-08-06
AWG_YSI Pro 2030 Hanna 98127 | YSI Professional 2030 Hanna |  |  | Field Probe | 2019-08-06
AWG_YSIPro2030 #1 | YSIPro2030 |  |  |  | 2020-01-03
AWG_YSIPro2030 #2 | YSIPro2030 |  |  |  | 2020-01-03
AWG_YSIPro2030 #3 | YSIPro2030 |  |  |  | 2020-01-03
AXYS Infiltrex (Pump only) | Infiltrex (Pump only) |  |  | Water Sampler | 2012-02-22
AXYS Infiltrex Sampler | Infiltrex 300 |  |  | Water Sampler | 2012-08-14
Bailer | Stainless steel bailer |  |  | Water Sampler | 2016-05-20
BAS Hanna model 991300 | ph, temperature, and specific conductance meter |  |  | Field Probe | 2020-05-08
BAS YSI model 58 | YSI DO meter |  |  | Field Probe | 2020-05-08
BASGlobal Flow Probe model FP111 | Water Velocity |  |  | Field Probe | 2020-05-08
BCWC Field Device | Field collection device |  |  | Field Probe | 2014-08-10
Bear River at Pleasant Grove Rd CDWR Gage | Bear River at Pleasant Grove Rd CDWR Gage (BPG) |  |  | Field Prob | 2016-05-20
Beating Bag | Beating Bag |  |  | BioassessmentCollection | 2019-04-30
Brush | Brush |  |  | BioassessmentCollection | 2011-03-16
Bulb Thermometer | Bulb Thermometer |  |  |  | 2018-12-18
BVWSD-FieldProbe | FieldProbe |  |  | Field Prob | 2008-01-01
CADFW Orestimba Crk near Crows Landing | CADFW Orestimba Crk near Crows Landing Gage (OCL) |  |  | Field Prob | 2008-01-01
CADFW Stanislaus River at Ripon Gage | CADFW Stanislaus River at Ripon Gage (RIP) |  |  | Field Prob | 2008-01-01
CADT Extech EC510 ExStik II | Extech EC Probe |  |  | Field Probe | 2016-05-20
CADT Extech EC510 ExStik II (EC) | Extech EC Probe |  |  |  | 2016-05-20
CADT Hach 2100P | Hach 2100P Field Turbidimeter |  |  | Field Probe | 2016-05-20
CADT Infrared Type K Thermometer | Infrared Thermometer |  |  | Field Probe | 2016-05-20
CalPoly_SLO_HACH 2100P Turbidimeter | HACH 2100P Turbidimeter |  |  | Field Probe | 2024-08-28
CalPoly_SLO_HACH Alkalinity Test Kit, Model AL-AP | HACH Alkalinity Test Kit, Model AL-AP |  |  | Field Test Kit | 2024-08-28
CalPoly_SLO_HACH Hq40d Portable Multi Probe | HACH HQ40d Portable Multi-Parameter Meter |  |  | Field Probe | 2024-08-28
CalPoly_SLO_HACH Pocket Pro | HACH Pocket Pro Low Range Conductivity Tester |  |  | Field Probe | 2024-08-30
CalPoly_SLO_Oakton ECTestr 11 | Oakton ECTestr 11 |  |  | Field Probe | 2024-08-12
CalPoly_SLO_Oakton pHTestr 10 | Oakton pHTestr 10 |  |  | Field Probe | 2024-08-28
CalTrout_BackPackShocker | Backpack Shocker |  |  | TissueCollection | 2017-07-13
CARDNO Marsh-McBirney Flow-Mate 2000 | Marsh-McBirney Flow-Mate 2000 |  |  |  | 2021-07-06
CATE_Team1 | CATE_Team1 |  |  |  | 2017-04-18
CATE_Team2 | CATE_Team2 |  |  |  | 2017-04-18
CATE_Turbidity | CATE_Turbidity |  |  |  | 2017-04-18
CAWCB Level TROLL 500 Data Logger at 206CALB100 | In-Situ (continuous) Level TROLL 500 Data Logger at 206CALB100 | 494914 |  |  | 2017-08-24
CAWCB Level TROLL 500 Data Logger at 206CALB150 | In-Situ (continuous) Level TROLL 500 Data Logger at 206CALB150 | 494911 |  |  | 2017-08-24
CAWCB Level TROLL 500 Data Logger at 206SON100 | In-Situ (continuous) Level TROLL 500 Data Logger at 206SON100 | 493687 |  |  | 2017-08-24
CAWCB Level TROLL 500 Data Logger at 206SON185 | In-Situ (continuous) Level TROLL 500 Data Logger at 206SON185 | 493693 |  |  | 2017-08-24
CAWCB Level TROLL 500 Data Logger at 206SON200 | In-Situ (continuous) Level TROLL 500 Data Logger at 206SON200 | 492928 |  |  | 2017-08-24
CCCWP Marsh-McBirney Flow-Mate 2000 | Marsh-McBirney Flow-Mate 2000 |  |  | Field Prob | 2016-05-20
CCR_AquaTroll 400 | Aqua Troll 400 In-Situ |  |  | FieldProbe | 2026-08-13
CCRCD YSI 556 #1 | YSI 556 #1 |  |  |  | 2018-10-03
CCSF Ponar (0.05m2) | Ponar Grab (0.05m2) |  |  | Sediment Sampler | 2016-05-20
CCSF YSI Quatro #1 | YSI Quatro #1 |  |  |  | 2018-06-12
CCSF YSI Quatro #2 | YSI Quatro #2 |  |  |  | 2018-09-24
CCSF YSI Quatro #3 | YSI Quatro #3 |  |  |  | 2018-06-12
CCSF YSI Quatro #4 | YSI Quatro #4 | 15H100215 |  |  | 2018-06-12
CCWC_HACH FH950 Portable Velocity System | HACH FH950 Portable Velocity System |  |  |  | 2018-05-10
CCWC_Marsh-McBirney Flow-Mate 2000 | Marsh-McBirney Flow-Mate 2000 |  |  |  | 2018-05-10
CCWC_SonTek FlowTracker | SonTek FlowTracker |  |  |  | 2018-05-10
CCWG Hach 2100P | Hach 2100P | 46500-00 |  | Field Probe | 2016-05-20
CCWG-MLML Hach 2100P Turbidimeter | Hach 2100P Turbidimeter | 46500-00 |  | Field Probe | 2016-05-20
CCWG-MLML Hach Alkalinity | Hach Alkalinity Test Kit |  |  | Field Probe | 2014-12-08
CCWG-MLML YSI 556 MPS | YSI 556 MPS |  |  | Field Probe | 2016-05-20
CCWQP Hydrolab DS4a1 | Hydrolab DS4a1 |  |  | Field Probe | 2016-08-04
CDEC Merced River at Cressy (CRS) | CDEC Merced River at Cressy Gage (CRS) |  |  | Field Prob | 2008-01-01
CDEC Mud Slough NR Gustine (MSG) | CDEC Mud Slough NR Gustine (MSG) |  |  | Field Probe | 2019-07-25
CDEC Old River at Clifton Court Intake (ORI) | CDEC Old River at Clifton Court Intake (ORI) |  |  | Field Prob | 2013-05-31
CDEC Rough and Ready Island (RRI) | CDEC Rough and Ready Island (RRI) |  |  | Field Prob | 2013-05-31
CDEC Sacramento River at Rio Vista Bridge (RVB) | CDEC Sacramento River at Rio Vista Bridge (RVB) |  |  | Field Prob | 2012-04-19
CDEC Salt Slough at Hwy 165 NR Stevinson (SSH) | CDEC Salt Slough at Hwy 165 NR Stevinson (SSH) |  |  | Field Probe | 2019-07-25
CDEC San Joaquin R at Prisoners Pt Nr Termino(PRI) | CDEC San Joaquin River at Prisoners Pt near Termino (PRI) |  |  | Field Prob | 2013-05-31
CDEC San Joaquin R Mccune Station Nr Vernalis(SJR) | CDEC San Joaquin R Mccune Station Nr Vernalis Gage (SJR) |  |  | Field Prob | 2011-02-23
CDEC San Joaquin R NR Dos Palos (SDP) | CDEC San Joaquin R NR Dos Palos (SDP) |  |  | Field Probe | 2019-07-25
CDEC San Joaquin River at Antioch (ANH) | CDEC San Joaquin River at Antioch (ANH) |  |  | Field Prob | 2012-04-19
CDEC San Joaquin River at Maze Rd Bridge (MRB) | CDEC San Joaquin River at Maze Rd Bridge Gage (MRB) |  |  | Field Prob | 2010-03-30
CDEC San Joaquin River Near Buckley Cove (SJC) | CDEC San Joaquin River Near Buckley Cove (SJC) |  |  |  | 2018-12-04
CDEC San Joaquin River near Newman (NEW) | CDEC San Joaquin River near Newman Gage (NEW) |  |  | Field Prob | 2010-03-30
CDEC San Joaquin River Near Patterson (SJP) | CDEC San Joaquin River Near Patterson (SJP) |  |  | Field Probe | 2021-02-12
CDEC San Joaquin River Near Stevinson (SJS) | CDEC San Joaquin River Near Stevinson (SJS) |  |  | Field Probe | 2019-07-25
CDEC San Joaquin River near Vernalis (VNS) | CDEC San Joaquin River near Vernalis Gage (VNS) |  |  | Field Prob | 2011-05-12
CDFW Hach Flow Meter | Hach Flow Meter |  |  | Field Probe | 2019-06-10
CDFW Hanna pHep pH Meter #1 | Hanna pHep pH meter #1 |  |  | Field Probe | 2019-06-10
CDFW LaMotte Alkalinity Test Kit | LaMotte Alkalinity Test Kit |  |  | Field Probe | 2019-06-10
CDFW Oakton_pH_Meter | Oakton pH Meter |  |  | Field Probe | 2021-05-28
CDFW_Thermometer | Pocket thermometer |  |  |  | 2019-10-11
CDFW_YSI_Pro2030 | YSI Pro2030 |  |  |  | 2018-05-24
CDFW-R1_Timber_YSI Pro Plus #1 | YSI Professional Plus |  |  | Field Probe | 2026-03-30
CDMS YSI 556 MPS | YSI 556 MPS |  |  | Field Probe | 2016-05-20
CDPR-Sac_YSI Pro Plus | YSI Professional Plus |  |  | Field Probe | 2026-07-24
CDWR Butte Creek nr Durham Gage | CDWR Butte Creek nr Durham Gage (BCD) |  |  | Field Prob | 2008-01-01
CDWR Merced River near Stevinson Gage | CDWR Merced River near Stevinson Gage (MST) |  |  | Field Prob | 2008-01-01
CDWR San Joaquin River near Patterson Gage | CDWR San Joaquin River near Patterson Gage (SJP) |  |  | Field Prob | 2008-01-01
CDWR San Joaquin River near Stevinson Gage | CDWR San Joaquin River near Stevinson Gage (SJS) |  |  | Field Prob | 2008-01-01
CDWR Tuolumne River at Modesto Gage | CDWR Tuolumne River at Modesto Gage (MOD) |  |  | Field Prob | 2008-01-01
Cell Phone | Cell Phone |  |  | Air | 2019-03-04
CHEMetrics K-1413 | CHEMetrics K-1413 |  |  |  | 2019-01-08
CHEMetrics K-1503 | CHEMetrics K-1503 |  |  |  | 2019-01-08
CHEMetrics K-2511 | ChemMetrics Chlorine Low Range Test Kit, K-2511 |  |  | Field Kit | 2013-03-13
CHEMetrics K-2513 | CHEMetrics K-2513 |  |  |  | 2019-01-08
CHEMetrics K-6923 | CHEMetrics K-6923 |  |  |  | 2019-01-08
CHEMetrics K-7512 | CHEMetrics K-7512 (DO) |  |  |  | 2019-08-27
Chemetrics K-7513 | Chemetrics K-7513 (DO) |  |  |  | 2016-12-09
CHEMetrics K-8513 | CHEMetrics K-8513 |  |  |  | 2019-01-08
CHEMetrics R-9423 | CHEMetrics R-9423 |  |  |  | 2019-01-08
Churn Splitter | Churn Sample Splitter |  |  | WaterSampler | 2015-01-21
CLAEMD SBE 9/11 | Seabird 9/11 |  |  | Field Probe | 2016-05-20
CLAM Water Sampler | C.L.A.M. (continous low-level aquatic monitoring) water sampler |  |  |  | 2017-08-07
CLAM-C18 | Sample is actively collected (water is actively pulled through media) by Continuous Low-Level Aquatic Monitoring (CLAM) sampler. Extraction sorbent includes-Solid Phase Extraction C18 (C18) disk. |  |  |  | 2021-04-19
CLERC_YSI Pro Plus | YSI Pro Plus |  |  |  | 2022-06-15
Clinometer | Clinometer |  |  | Field Probe | 2011-01-20
Coin envelope | Coin envelope, 2 x 3 paper envelope |  |  |  | 2018-12-03
COL-CMA-01 | Colorimeter |  |  |  | 2014-07-16
COL-SCMI-01 | Colorimeter |  |  |  | 2014-07-16
COL-SCMI-09 | Colorimeter |  |  |  | 2014-07-16
COL-SRLB-01 | Colorimeter |  |  |  | 2014-07-16
COL-STB1 | LaMotte Colorimeter |  |  |  | 2014-07-16
CON-SSI-1 | YSI Pro30 Conductivity Meter |  |  | Field Probe | 2024-10-04
CON-SSI-2 | YSI Pro30 Conductivity Meter |  |  | Field Probe | 2024-10-04
CON-SSI-3 | YSI Pro30 Conductivity Meter |  |  | Field Probe | 2024-10-04
COP Hach 2100N | Hach 2100N Laboratory Turbidity Meter | 970900003868 |  | Field Probe | 2026-06-10
COP Orion 230A 02 | Orion 230A 02 |  |  | Field Prob | 2017-01-05
COP YSI 550A | YSI 550A |  |  | Field Prob | 2017-01-05
core, polycarbonate | core, polycarbonate |  |  | Sediment Sampler | 2007-09-01
Core_0.0017m2,Sv_1.0mm | Core(0.0017m2), Sieve size(1.0mm) |  | Area | Sediment Sampler | 2007-10-29
Core_0.0071m2 | Core(0.0071m2) |  | Area | Sediment Sampler | 2009-09-30
COSC COND 1 | Conductivity Meter |  |  |  | 2016-05-20
COSC DO 1 | Dissolved Oxygen Meter |  |  |  | 2016-05-20
COSC TURB 1 | Turbidity kit |  |  |  | 2014-07-16
COSC-00-3 | Thermometer |  |  |  | 2016-05-20
COSC-DO-03 | Dissolved Oxygen Meter |  |  |  | 2016-05-20
COSC-DO-3 | Dissolved Oxygen Meter |  |  |  | 2016-05-20
COSC-TURB-2 | Turbidity kit |  |  |  | 2014-07-16
COSC-YSI-3 | YSI Multimeter |  |  | Field Probe | 2016-05-20
CR1000-31133 | Data Logger | 31133 |  | Field Probe | 2020-03-05
CR1000-43124 | Data Logger | 43124 |  | Field Probe | 2020-03-05
CR1000X-2452 | Data Logger | 2452 |  | Field Probe | 2020-03-05
CRC_YSI-SAC | YSI-SAC |  |  |  | 2014-12-08
CRC_YSI-SR | YSI-SR |  |  |  | 2014-12-08
Cressey Global Water FP101 Flow Probe | Global Water FP101 Flow Probe |  |  |  | 2016-05-20
CS451 Transducer Depth | Transducer Depth |  |  |  | 2014-09-04
CSD SBE 9/11 | Seabird 9/11 |  |  | Field Probe | 2016-05-20
CSD Seabird CTD 25 | Seabird CTD 25 |  |  |  | 2022-05-19
CSD_PureWater_Buoy_2ZR | Pure Water Custom Mooring Buoy 2ZR |  |  |  | 2025-08-06
CSD_PureWater_Buoy_2ZT | Pure Water Custom Mooring Buoy 2ZT |  |  |  | 2025-08-06
CSERC_YSI_EC300 | YSI EcoSense EC300 Conductivity Meter |  |  |  | 2019-02-08
CSJ 650 MDS SN #10F100145 | 650 MDS SN #10F100145 | 10F100145 |  |  | 2016-05-20
CSJ YSI 600XLM-V2-S | YSI 600XLM-V2-S | 09K 100640 |  |  | 2016-05-20
CSJ YSI 600XLM-V2-S #09H100222 | YSI 600XLM-V2-S #09H100222 | 09H100222 |  |  | 2019-03-18
CSJ YSI 600XLM-V2-S #11E101712 | YSI 600XLM-V2-S #09H100222 | 11E101712 |  |  | 2019-03-21
CSJ-ESD-WSP-SM PF25 Stainless Steel Wet/Dry Vacuum | PF25 Stainless Steel Wet/Dry Vacuum |  |  | Sediment Sampler | 2016-07-11
CSULB-SEAL Global Flow Probe FP101 | Global Flow Probe |  |  | Field Probe | 2016-05-20
CSULB-SEAL HORIBA Water Quality Checker U-10 | HORIBA Water Quality Checker U-10 |  |  | Field Probe | 2016-05-20
CSULB-SEAL YSI 556MPS | YSI 556 Multiprobe System | 07M100480 |  | Field Probe | 2016-05-20
CSULB-SEAL YSI Professional Plus | YSI Professional Plus |  |  | Field Probe | 2016-05-20
CSUStan-CL LaMotte TC-3000e | LaMotte TC-3000e |  |  | Field Probe | 2011-07-21
CSUStan-CL LaMotte Tracer PockeTester | LaMotte Tracer PockeTester |  |  | Field Probe | 2011-07-21
CSUStan-CL Oakton ECTestr Low | Oakton ECTestr Low |  |  | Field Probe | 2016-05-20
CSUStan-CL Oakton pHTester 30 | Oakton pHTester 30 |  |  | Field Probe | 2016-05-20
CSUStan-CL USGS Pygmy Meter Model 6205 | USGS Pygmy meter model 6205 |  |  | Field Probe | 2016-05-20
Custom Vertical Tube Sampler 1m | Custom vertical tube depth-integrated sampler (1 meter) |  |  | Water Sampler | 2021-08-03
CVILC_Hach HQ40D Multimeter | Hach HQ40D Multimeter |  |  |  | 2021-08-03
CWC-YSI-556-01 | YSI Multimeter |  |  | Field Probe | 2016-05-20
CWH LaMotte Tracer PockeTester 1766-KIT-01 | LaMotte Tracer PockeTester 1766-KIT-01 | Lot 113314 |  |  | 2015-07-02
CWH LaMotte Turbidimeter 2200e | LaMotte Turbidimeter 2200e | ME 12797 | Turbidity |  | 2016-05-20
CWH Milwaukee MW 600 Smart DO Meter | Milwaukee MW 600 Smart DO Meter | MK1A055DD |  |  | 2016-05-20
CWH Sigma Sport Flow Probe Model FP101 | Sigma Sport Flow Probe Model FP101 | 54368 |  |  | 2016-05-20
CWH_ISCO 6712 Auto Sampler (control) | ISCO 6712 Auto Sampler with 7.5L ProPak Liner |  |  | Water Sampler | 2026-02-12
CWH_ISCO 6712 Auto Sampler (project) | ISCO 6712 Auto Sampler with 7.5L ProPak Liner |  |  | Water Sampler | 2026-02-12
CWH_Pole Sampler | Adjustable pole sampler with sample bottle |  |  | Water Sampler | 2026-02-12
CWH_Starflow QSD 6527B Flow Meter (control) | Unidata Starflow QSD 6527B Flow Meter |  |  | Field Probe | 2026-02-12
CWH_Starflow QSD 6527B Flow Meter (project) | Unidata Starflow QSD 6527B Flow Meter |  |  | Field Probe | 2026-02-12
CWH_YSI Pro1030 | YSI Pro1030 |  |  | Field Probe | 2026-02-12
CWH_YSI Pro20 | YSI Pro20 Dissolved Oxygen Meter |  |  | Field Probe | 2026-02-12
CWT-ODO200-001 | EcoSense ODO200 DO Meter #39714 |  |  | Field Probe | 2019-01-24
CWT-PPM2T-001 | Hach Pocket Tester+ Multi 2 Tester #39690 |  |  | Field Probe | 2019-01-24
CWT-PPM2T-002 | Hach Pocket Tester+ Multi 2 Tester #39691 |  |  | Field Probe | 2019-05-09
D74 depth-integrating discharge-weighting sampler | D74 depth-integrating discharge-weighting sampler |  |  |  | 2017-06-27
D77 depth integrating sampler | D77 depth integrating sampler |  |  |  | 2017-06-27
DCC Hanna multimeter | Hanna Multimeter |  |  | Field Probe | 2016-05-20
Densiometer | Densiometer |  |  | Field Prob | 2016-05-20
Densiometer (Convex) | Densiometer (Convex) |  |  | Field Probe | 2011-01-20
Depth Integrated Sampler and Churn Splitter | Depth Integrated Sampler and Churn Splitter |  |  | Water Sampler | 2015-03-05
Dermal biopsy punch (8 mm) | 8 mm dermal biopsy punch |  |  | TissueCollection | 2014-10-30
D-Frame Kick Net | D-Frame Kick Net |  |  | BioassessmentCollection | 2011-01-20
DFW-ABL EC-CWC-25 | Oakton Conductivity and Temperature Meter |  |  | Field Probe | 2021-09-10
DFW-ABL EcoTester pH #1 | EcoTester pH #1 |  |  | Field Probe | 2017-04-25
DFW-ABL EcoTester pH #2 | EcoTester pH #2 |  |  | Field Probe | 2017-04-25
DFW-ABL EcoTester pH #3 | EcoTester pH #3 |  |  | Field Probe | 2017-04-25
DFW-ABL EcoTester pH #4 | EcoTester pH #4 |  |  | Field Probe | 2017-04-25
DFW-ABL EcoTester pH #5 | EcoTester pH #5 |  |  | Field Probe | 2017-04-25
DFW-ABL Flow Meter | Flow Meter |  |  | Field Probe | 2021-09-10
DFW-ABL Hach Alkalinity Test Kit | Hach Alkalinity Test Kit |  |  | Field Probe | 2008-04-29
DFW-ABL Hanna pHep pH Meter #1 | Hanna pHep pH meter #1 |  |  | Field Probe | 2016-05-20
DFW-ABL Hanna pHep pH Meter #10 | Hanna pHep pH meter #10 |  |  |  | 2020-03-26
DFW-ABL Hanna pHep pH Meter #11 | Hanna pHep pH meter #11 |  |  |  | 2020-03-26
DFW-ABL Hanna pHep pH Meter #12 | Hanna pHep pH meter #12 |  |  |  | 2020-03-26
DFW-ABL Hanna pHep pH Meter #13 | Hanna pHep pH meter #13 |  |  |  | 2020-03-26
DFW-ABL Hanna pHep pH Meter #14 | Hanna pHep pH meter #14 |  |  |  | 2020-03-26
DFW-ABL Hanna pHep pH Meter #15 | Hanna pHep pH meter #15 |  |  |  | 2020-03-26
DFW-ABL Hanna pHep pH Meter #16 | Hanna pHep pH meter #16 |  |  |  | 2020-03-26
DFW-ABL Hanna pHep pH Meter #17 | Hanna pHep pH meter #17 |  |  |  | 2020-03-26
DFW-ABL Hanna pHep pH Meter #18 | Hanna pHep pH meter #18 |  |  |  | 2020-03-26
DFW-ABL Hanna pHep pH Meter #19 | Hanna pHep pH meter #19 |  |  |  | 2020-03-26
DFW-ABL Hanna pHep pH Meter #2 | Hanna pHep pH Meter #2 |  |  | Field Probe | 2016-05-20
DFW-ABL Hanna pHep pH Meter #20 | Hanna pHep pH meter #20 |  |  |  | 2020-03-26
DFW-ABL Hanna pHep pH Meter #21 | Hanna pHep pH meter #21 |  |  |  | 2020-03-26
DFW-ABL Hanna pHep pH Meter #22 | Hanna pHep pH meter #22 |  |  |  | 2020-03-26
DFW-ABL Hanna pHep pH Meter #23 | Hanna pHep pH meter #23 |  |  |  | 2020-03-26
DFW-ABL Hanna pHep pH Meter #3 | Hanna pHep pH Meter #3 |  |  | Field Probe | 2016-05-20
DFW-ABL Hanna pHep pH Meter #4 | Hanna pHep pH Meter #4 |  |  | Field Probe | 2016-05-20
DFW-ABL Hanna pHep pH Meter #5 | Hanna pHep pH Meter #5 |  |  | Field Probe | 2017-04-25
DFW-ABL Hanna pHep pH Meter #6 | Hanna pHep pH meter #6 |  |  |  | 2020-03-26
DFW-ABL Hanna pHep pH Meter #7 | Hanna pHep pH meter #7 |  |  |  | 2020-03-26
DFW-ABL Hanna pHep pH Meter #8 | Hanna pHep pH meter #8 |  |  |  | 2020-03-26
DFW-ABL Hanna pHep pH Meter #9 | Hanna pHep pH meter #9 |  |  |  | 2020-03-26
DFW-ABL LaMotte Alkalinity Test Kit | LaMotte Alkalinity Test Kit |  |  | Field Probe | 2008-04-29
DFW-ABL Marsh-McBirney Flow-Mate 2000 #1 | Marsh-McBirney Flow-Mate 2000 |  |  | Field Probe | 2016-05-20
DFW-ABL Marsh-McBirney Flow-Mate 2000 #2 | Marsh-McBirney Flow-Mate 2000 |  |  | Field Probe | 2016-05-20
DFW-ABL Marsh-McBirney Flow-Mate 2000 #3 | Marsh-McBirney Flow-Mate 2000 |  |  | Field Probe | 2016-05-20
DFW-ABL Marsh-McBirney Flow-Mate 2000 #4 | Marsh-McBirney Flow-Mate 2000 |  |  | Field Probe | 2016-05-20
DFW-ABL Mini Lab IQ125 pH #1 | Mini Lab IQ125 pH |  |  | Field Probe | 2010-04-22
DFW-ABL Mini Lab IQ125 pH #2 | Mini Lab IQ125 pH |  |  | Field Probe | 2010-11-09
DFW-ABL Mini Lab IQ125 pH #3 | Mini Lab IQ125 pH |  |  | Field Probe | 2010-11-09
DFW-ABL Mini Lab IQ125 pH #4 | Mini Lab IQ125 pH |  |  | Field Probe | 2010-11-09
DFW-ABL Oakton T-100 Turbidity meter #1 | Oakton T-100 Turbidity meter |  |  | Field Probe | 2016-05-20
DFW-ABL Oakton T-100 Turbidity meter #2 | Oakton T-100 Turbidity meter |  |  | Field Probe | 2016-05-20
DFW-ABL Oakton T-100 Turbidity meter #3 | Oakton T-100 Turbidity meter |  |  | Field Probe | 2016-05-20
DFW-ABL Oakton T-100 Turbidity meter #4 | Oakton T-100 Turbidity meter |  |  | Field Probe | 2016-05-20
DFW-ABL Oakton T-100 Turbidity meter #5 | Oakton T-100 Turbidity meter |  |  | Field Probe | 2017-05-02
DFW-ABL Oakton T-100 Turbidity meter unknown | Oakton T-100 Turbidity meter |  |  | Field Probe | 2016-05-20
DFW-ABL Oakton T-100IR Turbidity Meter #1 | Oakton T-100IR Turbidity Meter |  |  | Field Probe | 2021-03-17
DFW-ABL Oakton T-100IR Turbidity Meter #2 | Oakton T-100IR Turbidity Meter |  |  | Field Probe | 2021-03-17
DFW-ABL Oakton T-100IR Turbidity Meter #3 | Oakton T-100IR Turbidity Meter |  |  | Field Probe | 2021-03-17
DFW-ABL Oakton T-100IR Turbidity Meter #4 | Oakton T-100IR Turbidity Meter |  |  | Field Probe | 2021-03-17
DFW-ABL Oakton T-100IR Turbidity Meter #5 | Oakton T-100IR Turbidity Meter |  |  | Field Probe | 2021-03-17
DFW-ABL pH Meter | pH Meter |  |  | Field Probe | 2021-09-10
DFW-ABL Swoffer Model 2100 # 1 | Swoffer 2100 Flow Meter |  |  | Field Probe | 2016-05-20
DFW-ABL Swoffer Model 2100 # 2 | Swoffer 2100 Flow Meter |  |  | Field Probe | 2016-05-20
DFW-ABL Swoffer Model 2100 # 3 | Swoffer 2100 Flow Meter |  |  | Field Probe | 2016-05-20
DFW-ABL Swoffer Model 2100 # 4 | Swoffer 2100 Flow Meter |  |  | Field Probe | 2016-05-20
DFW-ABL Swoffer Model 2100 # 5 | Swoffer Model 2100 # 5 |  |  | Field Probe | 2017-04-25
DFW-ABL Swoffer Model 3000 #1 | Swoffer 3000 Flow Meter |  |  | Field Probe | 2016-05-20
DFW-ABL Swoffer Model 3000 #2 | Swoffer 3000 Flow Meter |  |  | Field Probe | 2016-05-20
DFW-ABL Swoffer Model 3000 #3 | Swoffer 3000 Flow Meter |  |  | Field Probe | 2016-05-20
DFW-ABL Swoffer Model 3000 #4 | Swoffer 3000 Flow Meter |  |  | Field Probe | 2016-05-20
DFW-ABL VWR Symphony SP90M5 | VWR Symphony SP90M5 |  |  | Field Probe | 2016-05-20
DFW-ABL YSI 2030 #1 | YSI 2030 |  |  | Field Probe | 2016-07-05
DFW-ABL YSI 2030 #2 | YSI 2030 |  |  | Field Probe | 2016-07-05
DFW-ABL YSI 2030 #3 | YSI 2030 #3 |  |  | Field Probe | 2017-04-25
DFW-ABL YSI 2030 #4 | YSI 2030 #4 |  |  | Field Probe | 2017-04-25
DFW-ABL YSI 2030 #5 | YSI 2030 #5 |  |  | Field Probe | 2017-04-25
DFW-ABL YSI 650 MDS | YSI 650 |  |  | Field Probe | 2016-05-20
DFW-ABL YSI 85 #1 | YSI 85 |  |  | Field Probe | 2016-05-20
DFW-ABL YSI 85 #2 | YSI 85 |  |  | Field Probe | 2016-05-20
DFW-ABL YSI 85 #3 | YSI 85 |  |  | Field Probe | 2016-05-20
DFW-ABL YSI 85 #4 | YSI 85 |  |  | Field Probe | 2016-05-20
DFW-ABL YSI 85 #5 | YSI 85 |  |  | Field Probe | 2016-05-20
DFW-ABL YSI 85 #6 | YSI 85 |  |  | Field Probe | 2016-05-20
DFW-ABL YSI 85 Unknown | YSI 85 |  |  | Field Probe | 2016-05-20
DFW-ABL YSI pH 10 #1 | YSI pH 10 |  |  | Field Probe | 2016-05-20
DFW-ABL YSI pH 10 #2 | YSI pH 10 |  |  | Field Probe | 2016-05-20
DFW-ABL YSI pH 10 #3 | YSI pH 10 |  |  | Field Probe | 2016-05-20
DFW-ABL YSI pH 10 #4 | YSI pH 10 |  |  | Field Probe | 2016-05-20
DFW-ABL_BackPackShocker | Backpack Shocker |  |  | BioassessmentCollection | 2016-05-20
DFW-ABL_Seine_1 | Seine 2.5' deep, 125' long, 0.25" mesh |  |  | BioassessmentCollection | 2012-09-25
DFW-Portola_EBoat_18' | Smith & Root Electric Shock Boat |  |  | TissueCollection | 2016-05-20
DFW-RED_Eboat_18' | Smith & Root Electric Shock Boat |  |  | TissueCollection | 2016-05-20
DFW-SanDiego_BackPackShocker | Smith & Root BackPackShocker |  |  | TI | 2016-05-20
DFW-SanDiego_Eboat | Smith & Root Electric Shock Boat |  |  | TI | 2016-05-20
DFW-SanDiego_FykeNet | Hoop style Fyke Net |  |  | TissueCollection | 2016-05-20
DFW-WPCL_DipNet | Dip Net |  |  | TissueCollection | 2016-05-20
DFW-WPCL_Eboat_OldE | Smith & Root Electric Shock Boat |  |  | TissueCollection | 2016-05-20
DFW-WPCL_FykeNet | Fyke Net |  |  | TissueCollection | 2016-05-20
DFW-WPCL_GillNet_1(50m,1.5") | Gill Net 1 (50m, 1.5" Stretch) |  | Length | TissueCollection | 2012-08-14
DFW-WPCL_GillNet_1(50m,1.5") | Gill Net 1 (50m, 1.5" Stretch) |  | Stretch | TissueCollection | 2012-08-14
DFW-WPCL_GillNet_2(40m,1.5") | Gill Net 2 (40m, 1.5" Stretch) |  | Length | TissueCollection | 2012-08-14
DFW-WPCL_GillNet_2(40m,1.5") | Gill Net 2 (40m, 1.5" Stretch) |  | Stretch | TissueCollection | 2012-08-14
DFW-WPCL_GillNet_3(50m, 2.0") | Gill Net 3 (50m, 2.0" Stretch) |  | Length | TissueCollection | 2012-08-14
DFW-WPCL_GillNet_3(50m, 2.0") | Gill Net 3 (50m, 2.0" Stretch) |  | Stretch | TissueCollection | 2012-08-14
DFW-WPCL_GillNet_4(100m, 2.0") | Gill Net 4 (100m, 2.0" Stretch) |  | Stretch | TissueCollection | 2012-08-14
DFW-WPCL_GillNet_4(100m, 2.0") | Gill Net 4 (100m, 2.0" Stretch) |  | Length | TissueCollection | 2012-08-14
DFW-WPCL_Seine_1 | Seine 4' deep, 20' long, 0.25" mesh |  |  | TissueCollection | 2011-03-08
DFW-WPCL_Seine_2 | Seine 3' deep, 10' long, 0.125" mesh |  |  | TissueCollection | 2011-03-08
DFW-WPCL_TrotLine | Ten-hook Trot-line with 18" dropper leaders |  |  | TissueCollection | 2016-05-20
DLCAK-01 | Colorimeter |  |  |  | 2014-07-16
DOC-3NET-01 | DO-CHEMets Kit |  |  |  | 2014-07-16
DOC-3NET-02 | DO-CHEMets Kit |  |  |  | 2014-07-16
DOC-3NET-03 | DO-CHEMets Kit |  |  |  | 2014-07-16
DOC-3NET-04 | DO-CHEMets Kit |  |  |  | 2014-07-16
DOC-3NET-05 | DO-CHEMets Kit |  |  |  | 2014-07-16
DOC-3NET-06 | DO-CHEMets Kit-Mini |  |  |  | 2014-07-16
DOC-3NET-07 | DO-CHEMets Kit-Mini |  |  |  | 2014-07-16
DOC-3NET-08 | DO-CHEMets Kit-Mini |  |  |  | 2014-07-16
DOC-3NET-09 | DO-CHEMets Kit-Mini |  |  |  | 2014-07-16
DOC-3NET-10 | DO-CHEMets Kit |  |  |  | 2014-07-16
DOC-3NET-11 | DO-CHEMets Kit |  |  |  | 2014-07-16
DOC-3NET-12 | DO-CHEMets Kit |  |  |  | 2014-07-16
DOC-3NET-13 | DO-CHEMets Kit |  |  |  | 2014-07-16
DOC-3NET-14 | DO-CHEMets Kit |  |  |  | 2014-07-16
DOC-3NET-15 | DO-CHEMets Kit |  |  |  | 2014-07-16
DOC-3NET-16 | DO-CHEMets Kit |  |  |  | 2014-07-16
DOC-3NET-17 | DO-CHEMets Kit |  |  |  | 2014-07-16
DOC-3NET-18 | DO-CHEMets Kit |  |  |  | 2014-07-16
DOC-3NET-19 | DO-CHEMets Kit |  |  |  | 2014-07-16
DOC-3NET-20 | DO-CHEMets Kit |  |  |  | 2014-07-16
DOC-CWC-01 | DO-CHEMets Kit |  |  |  | 2014-07-16
DOC-CWC-02 | DO-CHEMets Kit |  |  |  | 2014-07-16
DOC-CWC-03 | DO-CHEMets Kit |  |  |  | 2014-07-16
DOC-CWC-04 | DO-CHEMets Kit |  |  |  | 2014-07-16
DOC-CWC-05 | DO-CHEMets Kit-Mini |  |  |  | 2014-07-16
DOC-CWC-06 | DO-CHEMets Kit-Mini |  |  |  | 2014-07-16
DOC-CWC-07 | DO-CHEMets Kit-Mini |  |  |  | 2014-07-16
DOC-CWC-08 | DO-CHEMets Kit-Mini |  |  |  | 2014-07-16
DOC-CWC-08a | DO-CHEMets Kit |  |  |  | 2014-07-16
DOC-CWC-09 | DO-CHEMets Kit |  |  |  | 2014-07-16
DOC-CWC-10 | DO-CHEMets Kit |  |  |  | 2014-07-16
DOC-CWC-11 | DO-CHEMets Kit |  |  |  | 2014-07-16
DOC-CWC-12 | DO-CHEMets Kit |  |  |  | 2014-07-16
DOC-CWC-13 | DO-CHEMets Kit |  |  |  | 2014-07-16
DOC-CWC-14 | DO-CHEMets Kit |  |  |  | 2014-07-16
DOC-CWC-15 | DO-CHEMets Kit |  |  |  | 2014-07-16
DOC-CWC-16 | DO-CHEMets Kit |  |  |  | 2014-07-16
DOC-CWC-17 | DO-CHEMets Kit |  |  |  | 2015-06-26
DOC-CWC-18 | DO-CHEMets Kit |  |  |  | 2014-07-16
DOC-CWC-19 | DO-CHEMets Kit |  |  |  | 2014-07-16
DOC-CWC-20 | DO-CHEMets Kit |  |  |  | 2015-06-26
DOC-CWC-21 | DO-CHEMets Kit |  |  |  | 2014-07-16
DOC-CWC-22 | DO-CHEMets Kit |  |  |  | 2014-07-16
DOC-CWC-23 | DO-CHEMets Kit |  |  |  | 2015-06-26
DOC-CWC-24 | DO-CHEMets Kit |  |  |  | 2015-06-26
DOC-CWC-25 | DO-CHEMets Kit |  |  |  | 2014-07-16
DOC-CWC-26 | DO-CHEMets Kit |  |  |  | 2014-07-16
DOC-CWC-27 | DO-CHEMets Kit |  |  |  | 2015-06-26
DOC-CWC-28 | DO-CHEMets Kit |  |  |  | 2014-07-16
DOC-CWC-29 | DO-CHEMets Kit |  |  |  | 2015-06-26
DOC-ESA-03 | DO-CHEMets Kit |  |  |  | 2014-07-16
DOC-FNC-01 | Not Recorded |  |  |  | 2014-07-16
DOC-LAN-01 | DO-CHEMets Kit |  |  |  | 2014-07-16
DOC-LAN-02 | DO-CHEMets Kit |  |  |  | 2014-07-16
DOC-LAN-03 | DO-CHEMets Kit |  |  |  | 2014-07-16
DOC-LAN-04 | DO-CHEMets Kit |  |  |  | 2014-07-16
DOC-LAN-05 | DO-CHEMets Kit |  |  |  | 2014-07-16
DOC-NSF-137 | DO-CHEMets Kit |  |  |  | 2014-07-16
DOC-NSF-140 | DO-CHEMets Kit |  |  |  | 2014-07-16
DOC-NSF-143 | DO-CHEMets Kit |  |  |  | 2014-07-16
DOC-NSF-145 | DO-CHEMets Kit |  |  |  | 2014-07-16
DOC-NSF-147 | DO-CHEMets Kit |  |  |  | 2014-07-16
DOC-NSF-148 | DO-CHEMets Kit |  |  |  | 2014-07-16
DOC-NSF-149 | DO-CHEMets Kit |  |  |  | 2014-07-16
DOC-NSF-154 | DO-CHEMets Kit |  |  |  | 2014-07-16
DOC-NSF-155 | DO-CHEMets Kit |  |  |  | 2014-07-16
DOC-NSF-156 | DO-CHEMets Kit |  |  |  | 2014-07-16
DOC-OCCK-01 | DO-CHEMets Kit |  |  |  | 2014-07-16
DOC-OCCK-02 | DO-CHEMets Kit |  |  |  | 2014-07-16
DOC-OCCK-03 | DO-CHEMets Kit |  |  |  | 2014-07-16
DOC-RCAA-01 | DO-CHEMets Kit |  |  |  | 2014-07-16
DOC-RCAA-02 | DO-CHEMets Kit |  |  |  | 2014-07-16
DOC-RCAA-03 | DO-CHEMets Kit |  |  |  | 2014-07-16
DOC-RCAA-04 | DO-CHEMets Kit |  |  |  | 2014-07-16
DOC-RCAA-05 | DO-CHEMets Kit-Mini |  |  |  | 2014-07-16
DOC-RCAA-06 | DO-CHEMets Kit-Mini |  |  |  | 2014-07-16
DOC-RCAA-07 | DO-CHEMets Kit-Mini |  |  |  | 2014-07-16
DOC-RCAA-08 | DO-CHEMets Kit |  |  |  | 2014-07-16
DOC-RCAA-09 | DO-CHEMets Kit |  |  |  | 2014-07-16
DOC-RCAA-10 | DO-CHEMets Kit |  |  |  | 2014-07-16
DOC-RCAA-11 | DO-CHEMets Kit |  |  |  | 2014-07-16
DOC-SBCK-01 | DO-CHEMets Kit |  |  |  | 2014-07-16
DOC-SBCK-02 | DO-CHEMets Kit |  |  |  | 2014-07-16
DOC-SBCK-03 | DO-CHEMets Kit |  |  |  | 2014-07-16
DOC-SDBK-01 | DO-CHEMets Kit |  |  |  | 2014-07-16
DOC-SDBK-02 | DO-CHEMets Kit |  |  |  | 2014-07-16
DOC-SDBK-03 | DO-CHEMets Kit |  |  |  | 2014-07-16
DOC-SDBK-04 | DO-CHEMets Kit |  |  |  | 2014-07-16
DOC-SDBK-05 | DO-CHEMets Kit |  |  |  | 2014-07-16
DOC-SDBK-06 | DO-CHEMets Kit-Mini |  |  |  | 2014-07-16
DOC-SDBK-07 | DO-CHEMets Kit-Mini |  |  |  | 2014-07-16
DOC-SDBK-08 | DO-CHEMets Kit-Mini |  |  |  | 2014-07-16
DOC-SDBK-09 | DO-CHEMets Kit-Mini |  |  |  | 2014-07-16
DOC-SDBK-10 | DO-CHEMets Kit-Mini |  |  |  | 2014-07-16
DOC-SDBK-11 | DO-CHEMets Kit-Mini |  |  |  | 2014-07-16
DOC-SDBK-12 | DO-CHEMets Kit-Mini |  |  |  | 2014-07-16
DOC-SDBK-13 | DO-CHEMets Kit-Mini |  |  |  | 2014-07-16
DOC-SDBK-14 | DO-CHEMets Kit-Mini |  |  |  | 2014-07-16
DOC-SDBK-15 | DO-CHEMets Kit-Mini |  |  |  | 2014-07-16
DOC-SDBK-16 | DO-CHEMets Kit-Mini |  |  |  | 2014-07-16
DOC-SDBK-17 | DO-CHEMets Kit-Mini |  |  |  | 2014-07-16
DOC-SDBK-18 | DO-CHEMets Kit-Mini |  |  |  | 2014-07-16
DOC-SDBK-19 | DO-CHEMets Kit-Mini |  |  |  | 2014-07-16
DOC-SMBK-01 | DO-CHEMets Kit |  |  |  | 2014-07-16
DOC-SMBK-02 | DO-CHEMets Kit |  |  |  | 2014-07-16
DOC-SMBK-03 | DO-CHEMets Kit |  |  |  | 2014-07-16
DOC-SMBK-04 | DO-CHEMets Kit |  |  |  | 2014-07-16
DOC-SMBK-05 | DO-CHEMets Kit |  |  |  | 2014-07-16
DOC-SMBK-06 | DO-CHEMets Kit |  |  |  | 2014-07-16
DOC-SRCD-01 | DO-CHEMets Kit |  |  |  | 2014-07-16
DOC-SRCD-02 | DO-CHEMets Kit |  |  |  | 2014-07-16
DOC-SRCD-03 | DO-CHEMets Kit |  |  |  | 2014-07-16
DOC-SRCD-04 | DO-CHEMets Kit |  |  |  | 2014-07-16
DOC-SRCD-05 | DO-CHEMets Kit |  |  |  | 2014-07-16
DOC-SRCD-06 | DO-CHEMets Kit |  |  |  | 2014-07-16
DOC-SRCD-07 | DO-CHEMets Kit-Mini |  |  |  | 2014-07-16
DOC-SRCD-08 | DO-CHEMets Kit-Mini |  |  |  | 2014-07-16
DOC-SRCD-09 | DO-CHEMets Kit-Mini |  |  |  | 2014-07-16
DOC-SRCD-10 | DO-CHEMets Kit-Mini |  |  |  | 2014-07-16
DOC-SRCD-21 | DO-CHEMets Kit |  |  |  | 2014-07-16
DOC-STB-10 | DO-CHEMets Kit |  |  |  | 2014-07-16
DOC-STB-16 | DO-CHEMets Kit |  |  |  | 2014-07-16
DOC-STB-22 | Dissolved Oxygen Meter |  |  |  | 2016-05-20
DOC-STB-5 | Dissolved Oxygen Meter |  |  |  | 2016-05-20
DOC-STB-8 | DO-CHEMets Kit |  |  |  | 2014-07-16
DOC-STB-9 | DO-CHEMets Kit |  |  |  | 2014-07-16
DOC-STW-01 | DO-CHEMets Kit |  |  |  | 2014-07-16
DOC-STW-02 | DO-CHEMets Kit |  |  |  | 2014-07-16
DOC-STW-03 | DO-CHEMets Kit |  |  |  | 2014-07-16
DOC-STW-04 | DO-CHEMets Kit |  |  |  | 2014-07-16
DOC-STW-05 | DO-CHEMets Kit |  |  |  | 2014-07-16
DOC-STW-06 | DO-CHEMets Kit |  |  |  | 2014-07-16
DOCTRWC1 | Chemetrics Chemet colorometric kit K-7512 |  |  |  | 2014-07-09
DOCTRWC10 | Chemetrics Chemet colorometric kit K-7512 |  |  |  | 2014-07-09
DOCTRWC11 | Chemetrics Chemet colorometric kit K-7512 |  |  |  | 2014-07-09
DOCTRWC2 | Chemetrics Chemet colorometric kit K-7512 |  |  |  | 2014-07-09
DOCTRWC3 | Chemetrics Chemet colorometric kit K-7512 |  |  |  | 2014-07-09
DOCTRWC4 | Chemetrics Chemet colorometric kit K-7512 |  |  |  | 2014-07-09
DOCTRWC5 | Chemetrics Chemet colorometric kit K-7512 |  |  |  | 2014-07-09
DOCTRWC6 | Chemetrics Chemet colorometric kit K-7512 |  |  |  | 2014-07-09
DOCTRWC7 | Chemetrics Chemet colorometric kit K-7512 |  |  |  | 2014-07-09
DOCTRWC8 | Chemetrics Chemet colorometric kit K-7512 |  |  |  | 2014-07-09
DOCTRWC9 | Chemetrics Chemet colorometric kit K-7512 |  |  |  | 2014-07-09
DOE-BIGCR-01 | Corning Checkmate Dissolved Oxygen Meter |  |  |  | 2016-05-20
DOE-CCWI-01 | Dissolved Oxygen Meter |  |  |  | 2016-05-20
DOE-FOSCMU-141 | Corning Checkmate Dissolved Oxygen Meter |  |  |  | 2016-05-20
DOE-LWTP-007 | DO Meter-YSI |  |  |  | 2016-05-20
DOE-MBV-04 | Taylor Digital Thermometer, DO-CHEMets Kit, Electrical Conductivity Meter |  |  |  | 2016-05-20
DOE-MBV-05 | DO-CHEMets Kit |  |  |  | 2014-07-16
DOE-MBV-06 | DO-CHEMets Kit |  |  |  | 2014-07-16
DOE-SLVH-07 | Dissolved Oxygen Meter |  |  |  | 2016-05-20
DOE-STB-13 | Thermometer |  |  |  | 2016-05-20
DOE-STB-19 | Dissolved Oxygen Meter |  |  |  | 2016-05-20
DOE-STB-6mn | Dissolved Oxygen Meter |  |  |  | 2016-05-20
DOE-USLT1 | Dissolved Oxygen Meter |  |  |  | 2016-05-20
DOE-USLT2 | Dissolved Oxygen Meter |  |  |  | 2016-05-20
DOM-3NET-01 | YSI Multimeter |  |  | Field Probe | 2016-05-20
DOM-3NET-02 | YSI Multimeter |  |  | Field Probe | 2016-05-20
DOM-CMA-01 | Dissolved Oxygen Meter |  |  |  | 2016-05-20
DOM-CWC-1 | Dissolved Oxygen Meter |  |  |  | 2016-05-20
DOM-CWC-2 | Dissolved Oxygen Meter |  |  |  | 2016-05-20
DOM-FOLAR3 | Dissolved Oxygen Meter |  |  |  | 2016-05-20
DOM-FOLAR4 | Dissolved Oxygen Meter |  |  |  | 2016-05-20
DOM-FOLAR5 | Dissolved Oxygen Meter |  |  |  | 2016-05-20
DOM-HTB-01 | Dissolved Oxygen Meter |  |  |  | 2016-05-20
DOM-HTB-02 | Dissolved Oxygen Meter |  |  |  | 2016-05-20
DOM-HTB-03 | Dissolved Oxygen Meter |  |  |  | 2016-05-20
DOM-HTB-04 | Dissolved Oxygen Meter |  |  |  | 2016-05-20
DOM-NOAA-01 | Dissolved Oxygen Meter |  |  |  | 2016-05-20
DOM-RCDSMM-01 | Dissolved Oxygen Meter |  |  |  | 2016-05-20
DOM-SBCK-01 | YSI 55 Dissolved Oxygen Meter |  |  | Field Probe | 2016-05-20
DOM-SBCK-02 | YSI 55 Dissolved Oxygen Meter |  |  | Field Probe | 2016-05-20
DOM-SBCK-03 | YSI 55 Dissolved Oxygen Meter |  |  | Field Probe | 2016-05-20
DOM-SBCK-04 | YSI 55 Dissolved Oxygen Meter |  |  | Field Probe | 2016-05-20
DOM-SRLB-01 | Dissolved Oxygen Meter |  |  |  | 2016-05-20
DOM-USLT1 | Sentry Dissolved Oxygen Meter |  |  |  | 2016-05-20
DOM-USLT2 | Sentry Dissolved Oxygen Meter |  |  |  | 2016-05-20
DOM-VCK-01 | YSI |  |  |  | 2016-05-20
Doptologger SN 2276 | Doptologger | 2276 |  |  | 2016-05-20
Doptologger SN 2296 | Doptologger | 2296 |  |  | 2016-05-20
Doptologger SN 2297 | Doptologger | 2297 |  |  | 2016-05-20
Doptologger SN 2298 | Doptologger | 2298 |  |  | 2016-05-20
Doptologger SN 2300 | Doptologger | 2300 |  |  | 2016-05-20
Doptologger SN 2302 | Doptologger | 2302 |  |  | 2016-05-20
Doptologger SN 2310 | Doptologger | 2310 |  |  | 2016-05-20
Doptologger SN 2311 | Doptologger | 2311 |  |  | 2016-05-20
Doptologger SN 2312 | Doptologger | 2312 |  |  | 2016-05-20
Doptologger SN 2333 | Doptologger | 2333 |  |  | 2016-05-20
DO-SSI-1 | YSI Pro20 Dissolved Oxygen Meter |  |  | Field Probe | 2024-10-04
DO-SSI-2 | YSI Pro20 Dissolved Oxygen Meter |  |  | Field Probe | 2024-10-04
DO-SSI-3 | YSI Pro20 Dissolved Oxygen Meter |  |  | Field Probe | 2024-10-04
DOTTRWC1 | LaMotte Dissolved Oxygen Winkler Titration 5860 |  |  |  | 2014-07-09
DOTTRWC10 | LaMotte Dissolved Oxygen Winkler Titration 5860 |  |  |  | 2014-07-09
DOTTRWC11 | LaMotte Dissolved Oxygen Winkler Titration 5860 |  |  |  | 2015-03-12
DOTTRWC12 | LaMotte Dissolved Oxygen Winkler Titration 5860 |  |  |  | 2017-02-03
DOTTRWC13 | LaMotte Dissolved Oxygen Winkler Titration 5860 |  |  |  | 2017-02-03
DOTTRWC14 | LaMotte Dissolved Oxygen Winkler Titration 5860 |  |  |  | 2017-02-03
DOTTRWC15 | LaMotte Dissolved Oxygen Winkler Titration 5860 |  |  |  | 2017-02-03
DOTTRWC16 | LaMotte Dissolved Oxygen Winkler Titration 5860 |  |  |  | 2017-02-03
DOTTRWC17 | LaMotte Dissolved Oxygen Winkler Titration 5860 |  |  |  | 2017-02-03
DOTTRWC18 | LaMotte Dissolved Oxygen Winkler Titration 5860 |  |  |  | 2017-02-03
DOTTRWC19 | LaMotte Dissolved Oxygen Winkler Titration 5860 |  |  |  | 2017-02-03
DOTTRWC2 | LaMotte Dissolved Oxygen Winkler Titration 5860 |  |  |  | 2014-07-09
DOTTRWC20 | LaMotte Dissolved Oxygen Winkler Titration 5860 |  |  |  | 2017-02-03
DOTTRWC21 | LaMotte Dissolved Oxygen Winkler Titration 5860 |  |  |  | 2017-02-03
DOTTRWC22 | LaMotte Dissolved Oxygen Winkler Titration 5860 |  |  |  | 2017-02-03
DOTTRWC3 | LaMotte Dissolved Oxygen Winkler Titration 5860 |  |  |  | 2014-07-09
DOTTRWC4 | LaMotte Dissolved Oxygen Winkler Titration 5860 |  |  |  | 2014-07-09
DOTTRWC5 | LaMotte Dissolved Oxygen Winkler Titration 5860 |  |  |  | 2014-07-09
DOTTRWC6 | LaMotte Dissolved Oxygen Winkler Titration 5860 |  |  |  | 2014-07-09
DOTTRWC7 | LaMotte Dissolved Oxygen Winkler Titration 5860 |  |  |  | 2014-07-09
DOTTRWC8 | LaMotte Dissolved Oxygen Winkler Titration 5860 |  |  |  | 2014-07-09
DOTTRWC9 | LaMotte Dissolved Oxygen Winkler Titration 5860 |  |  |  | 2014-07-09
DOW-3NET-01 | Winkler Dissolved Oxygen Kit |  |  |  | 2014-07-16
DOW-3NET-02 | Winkler Dissolved Oxygen Kit |  |  |  | 2014-07-16
DOW-3NET-03 | Winkler Dissolved Oxygen Kit |  |  |  | 2014-07-16
DOW-3NET-04 | Winkler Dissolved Oxygen Kit |  |  |  | 2014-07-16
DOW-3NET-05 | Winkler Dissolved Oxygen Kit |  |  |  | 2014-07-16
DOW-3NET-06 | Winkler Dissolved Oxygen Kit |  |  |  | 2014-07-16
DOW-3NET-07 | Winkler Dissolved Oxygen Kit |  |  |  | 2014-07-16
DOW-3NET-08 | Winkler Dissolved Oxygen Kit |  |  |  | 2014-07-16
DOW-3NET-09 | Winkler Dissolved Oxygen Kit |  |  |  | 2014-07-16
DOW-3NET-10 | Winkler Dissolved Oxygen Kit |  |  |  | 2014-07-16
DOW-3NET-11 | Winkler Dissolved Oxygen Kit |  |  |  | 2014-07-16
DOW-3NET-20 | Winkler Dissolved Oxygen Kit |  |  |  | 2014-07-16
DOW-3NET-21 | Winkler Dissolved Oxygen Kit |  |  |  | 2014-07-16
DOW-3NET-22 | Winkler Dissolved Oxygen Kit |  |  |  | 2014-07-16
DOW-3NET-23 | Winkler Dissolved Oxygen Kit |  |  |  | 2014-07-16
DOW-3NET-24 | Winkler Dissolved Oxygen Kit |  |  |  | 2014-07-16
DOW-ACT-031 | Winkler Dissolved Oxygen Kit |  |  |  | 2014-07-16
DOW-ACT-032 | Winkler Dissolved Oxygen Kit |  |  |  | 2014-07-16
DOW-AMRF-01 | Dissolved Oxygen Meter |  |  |  | 2016-05-20
DOW-CDM-01 | Winkler Dissolved Oxygen Kit |  |  |  | 2014-07-16
DOW-CSC-01 | Winkler Dissolved Oxygen Kit |  |  |  | 2014-07-16
DOW-CSPW-01 | Winkler Dissolved Oxygen Kit |  |  |  | 2014-07-16
DOW-CWC-01 | Winkler Dissolved Oxygen Kit |  |  |  | 2014-07-16
DOW-CWC-02 | Winkler Dissolved Oxygen Kit |  |  |  | 2014-07-16
DOW-CWC-03 | Winkler Dissolved Oxygen Kit |  |  |  | 2014-07-16
DOW-CWC-04 | Winkler Dissolved Oxygen Kit |  |  |  | 2014-07-16
DOW-CWC-05 | Winkler Dissolved Oxygen Kit |  |  |  | 2014-07-16
DOW-CWC-06 | Winkler Dissolved Oxygen Kit |  |  |  | 2014-07-16
DOW-CWC-20 | Winkler Dissolved Oxygen Kit |  |  |  | 2014-07-16
DOW-CWC-21 | Winkler Dissolved Oxygen Kit |  |  |  | 2014-07-16
DOW-CWC-22 | Winkler Dissolved Oxygen Kit |  |  |  | 2014-07-16
DOW-CWC-23 | Winkler Dissolved Oxygen Kit |  |  |  | 2014-07-16
DOW-CWC-24 | Winkler Dissolved Oxygen Kit |  |  |  | 2014-07-16
DOW-CWC-25 | Winkler Dissolved Oxygen Kit |  |  |  | 2014-07-16
DOW-CWC-26 | Winkler Dissolved Oxygen Kit |  |  |  | 2014-07-16
DOW-CWC-27 | Winkler Dissolved Oxygen Kit |  |  |  | 2014-07-16
DOW-CWC-28 | Winkler Dissolved Oxygen Kit |  |  |  | 2014-07-16
DOW-CWC-29 | Winkler Dissolved Oxygen Kit |  |  |  | 2014-07-16
DOW-CWC-30 | Winkler Dissolved Oxygen Kit |  |  |  | 2014-07-16
DOW-CWC-31 | Winkler Dissolved Oxygen Kit |  |  |  | 2014-07-16
DOW-CWC-32 | Winkler Dissolved Oxygen Kit |  |  |  | 2014-07-16
DOW-CWC-33 | Winkler Dissolved Oxygen Kit |  |  |  | 2014-07-16
DOW-CWC-34 | Winkler Dissolved Oxygen Kit |  |  |  | 2014-07-16
DOW-CWC-35 | Winkler Dissolved Oxygen Kit |  |  |  | 2014-07-16
DOW-CWC-36 | Winkler Dissolved Oxygen Kit |  |  | Field Probe | 2014-09-19
DOW-ENVST-01 | Winkler Dissolved Oxygen Kit |  |  |  | 2014-07-16
DOW-FCP-01 | Winkler Dissolved Oxygen Kit |  |  |  | 2014-07-16
DOW-FOE-01 | Winkler Dissolved Oxygen Kit |  |  |  | 2014-07-16
DOW-FOE-02 | Winkler Dissolved Oxygen Kit |  |  |  | 2014-07-16
DOW-FOE-03 | Winkler Dissolved Oxygen Kit |  |  |  | 2014-07-16
DOW-FOE-04 | Winkler Dissolved Oxygen Kit |  |  |  | 2014-07-16
DOW-FOE-05 | Winkler Dissolved Oxygen Kit |  |  |  | 2014-07-16
DOW-FOE-06 | Winkler Dissolved Oxygen Kit |  |  |  | 2014-07-16
DOW-FOE-CK-01 | Winkler Dissolved Oxygen Kit |  |  |  | 2014-07-16
DOW-FOE-CK-02 | Winkler Dissolved Oxygen Kit |  |  |  | 2014-07-16
DOW-FOE-CK-03 | Winkler Dissolved Oxygen Kit |  |  |  | 2014-07-16
DOW-FOE-CK-05 | Winkler Dissolved Oxygen Kit |  |  |  | 2014-07-16
DOW-FOECK-05 | Winkler Dissolved Oxygen Kit |  |  |  | 2014-07-16
DOW-FOTC-01 | Winkler Dissolved Oxygen Kit |  |  |  | 2014-07-16
DOW-GCWC-1 | Dissolved Oxygen Meter |  |  |  | 2016-05-20
DOW-LCCS-1 | Winkler Dissolved Oxygen Kit |  |  |  | 2014-07-16
DOW-LCCS-2 | Winkler Dissolved Oxygen Kit |  |  |  | 2014-07-16
DOW-LCCS-3 | Winkler Dissolved Oxygen Kit |  |  |  | 2014-07-16
DOW-LMC-01 | Winkler Dissolved Oxygen Kit |  |  |  | 2014-07-16
DOW-NOAA-2 | Winkler Dissolved Oxygen Kit |  |  |  | 2014-07-16
DOW-NRCD-01 | Winkler Dissolved Oxygen Kit |  |  |  | 2014-07-16
DOW-NSF-01 | Winkler Dissolved Oxygen Kit |  |  |  | 2014-07-16
DOW-NSF-02 | Winkler Dissolved Oxygen Kit |  |  |  | 2014-07-16
DOW-NSF-03 | Winkler Dissolved Oxygen Kit |  |  |  | 2014-07-16
DOW-NSF-033 | Winkler Dissolved Oxygen Kit |  |  |  | 2014-07-16
DOW-NSF-035 | Dissolved Oxygen Meter |  |  |  | 2016-05-20
DOW-NSF-036 | Winkler Dissolved Oxygen Kit |  |  |  | 2014-07-16
DOW-NSF-037 | Winkler Dissolved Oxygen Kit |  |  |  | 2014-07-16
DOW-NSF-04 | Winkler Dissolved Oxygen Kit |  |  |  | 2014-07-16
DOW-NSF-05 | Winkler Dissolved Oxygen Kit |  |  |  | 2014-07-16
DOW-OCCK-01 | Winkler Dissolved Oxygen Kit |  |  |  | 2014-07-16
DOW-OCCK-02 | Winkler Dissolved Oxygen Kit |  |  |  | 2014-07-16
DOW-OCCK-03 | Winkler Dissolved Oxygen Kit |  |  |  | 2014-07-16
DOW-RCAA-01 | Winkler Dissolved Oxygen Kit |  |  |  | 2014-07-16
DOW-RCAA-02 | Winkler Dissolved Oxygen Kit |  |  |  | 2014-07-16
DOW-RCAA-03 | Winkler Dissolved Oxygen Kit |  |  |  | 2014-07-16
DOW-SBCK-01 | Winkler Dissolved Oxygen Kit |  |  |  | 2014-07-16
DOW-SBCK-02 | Winkler Dissolved Oxygen Kit |  |  |  | 2014-07-16
DOW-SBCK-03 | Winkler Dissolved Oxygen Kit |  |  |  | 2014-07-16
DOW-SCMI-01 | Dissolved Oxygen Meter |  |  |  | 2016-05-20
DOW-SCMI-02 | LaMotte Dissolved Oxygen Meter |  |  |  | 2016-05-20
DOW-SCMI-05 | Dissolved Oxygen Meter |  |  |  | 2016-05-20
DOW-SCMI-06 | Dissolved Oxygen Meter |  |  |  | 2016-05-20
DOW-SGC-01 | Dissolved Oxygen Meter |  |  |  | 2016-05-20
DOW-SGC-02 | Dissolved Oxygen Meter |  |  |  | 2016-05-20
DOW-SRW-1 | Winkler Dissolved Oxygen Kit |  |  |  | 2014-07-16
DOW-SRW-2 | Winkler Dissolved Oxygen Kit |  |  |  | 2014-07-16
DOW-STB-01 | Winkler Dissolved Oxygen Kit |  |  |  | 2014-07-16
DOW-TST-01 | HACH Winkler |  |  |  | 2018-04-27
DOW-TST-02 | HACH Winkler |  |  |  | 2018-04-27
DOW-TST-03 | HACH Winkler |  |  |  | 2018-04-27
DOW-TST-04 | HACH Winkler |  |  |  | 2018-04-27
DOW-TST-05 | HACH Winkler |  |  |  | 2018-04-27
DOW-TST-06 | HACH Winkler |  |  |  | 2018-04-27
DOW-TST-07 | HACH Winkler |  |  |  | 2018-04-27
DOW-TST-08 | HACH Winkler |  |  |  | 2018-04-27
DOW-TST-09 | HACH Winkler |  |  |  | 2018-04-27
DOW-TST-10 | HACH Winkler |  |  |  | 2018-04-27
DPR_Peristaltic pump | Peristaltic pump |  |  |  | 2017-05-19
DPR_Sediment trap | Sediment trap |  |  |  | 2017-05-19
DPR_YSI 6920 V2 | YSI 6920 V2 |  |  |  | 2017-05-19
DPR_YSI EXO 1 | YSI EXO 1 |  |  |  | 2018-07-25
Drift Net | Drift Net |  |  | BioassessmentCollection | 2021-03-05
DSR-01 | Salinity Meter |  |  |  | 2016-05-20
DU_YSI EXO2_22J1103107 | YSI EXO2 Multiparameter Sonde | 22J1103107 |  | Field Probe | 2023-12-28
DU_YSI EXO2_22J1103108 | YSI EXO2 Multiparameter Sonde | 22J1103108 |  | Field Probe | 2023-12-28
DWR Secchi Disk | Secchi Disk |  |  | Field Probe | 2016-05-20
DWR Turner 10-AU Fluorometer | Turner 10-AU Fluorometer | 5495 FRTD |  | Field Probe | 2016-05-20
DWR Turner 10-AU Nephelometer | Turner 10-AU Nephelometer | 6499 RTD |  | Field Probe | 2016-05-20
DWR Van Dorn Bottle | Van Dorn Bottle |  |  |  | 2017-06-27
DWR YSI 6600H2-4 | YSI 6600 Horizontal | 06G2016 AA |  | Field Probe | 2016-05-20
DWR YSI 6600V2-4 | YSI 6600 Vertical | 06D2439 AE |  | Field Probe | 2016-05-20
DWR-MWQI YSI ProDSS #3 | YSI ProDSS |  |  | Field Probe | 2021-10-12
DWR-MWQI YSI ProDSS #4 | YSI ProDSS |  |  | Field Probe | 2021-10-12
DWR-ND Hach 2100P | Hach 2100P |  |  | Field Probe | 2016-05-20
DWR-ND Hach sensION1 | Hach sensION1 |  |  | Field Probe | 2016-05-20
DWR-ND YSI 85 | YSI 85 |  |  | Field Probe | 2016-05-20
DWR-ND YSI EXO2 | YSI EXO2 |  |  | Field Probe | 2020-04-06
DWR-ND YSI ProDSS | YSI ProDSS Multiparameter Meter |  |  | Field Probe | 2019-01-02
Eboat | Electric Shock Boat |  |  | TissueCollection | 2016-05-20
EBRPD Hanna HI 93414 | Hanna HI 93414 |  |  | Field Probe | 2020-05-06
EBRPD_Eboat_SR-18 | Smith & Root Electric Shock Boat (SR-18) |  |  | TI | 2016-05-20
EC-3FOLAR | Conductivity Meter |  |  |  | 2016-05-20
EC-3NET-01 | Oakton ECTestr Low Conductivity Meter |  |  |  | 2016-05-20
EC-3NET-02 | Oakton ECTestr Low Conductivity Meter |  |  |  | 2016-05-20
EC-3NET-03 | Oakton ECTestr Low Conductivity Meter |  |  |  | 2016-05-20
EC-3NET-04 | Oakton ECTestr Low Conductivity Meter |  |  |  | 2016-05-20
EC-3NET-05 | Oakton ECTestr High Conductivity Meter |  |  |  | 2016-05-20
EC-3NET-06 | Oakton ECTestr Low Conductivity Meter |  |  |  | 2016-05-20
EC-3NET-07 | Oakton ECTestr Low Conductivity Meter |  |  |  | 2016-05-20
EC-3NET-08 | Oakton ECTestr Low Conductivity Meter |  |  |  | 2016-05-20
EC-3NET-09 | Oakton ECTestr Low Conductivity Meter |  |  |  | 2016-05-20
EC-3NET-10 | Oakton ECTestr Low Conductivity Meter |  |  |  | 2016-05-20
EC-3NET-104 | Oakton ECTestr Low Conductivity Meter |  |  |  | 2016-05-20
EC-3NET-11 | Oakton ECTestr Low Conductivity Meter |  |  |  | 2016-05-20
EC-3NET-12 | Oakton ECTestr Low Conductivity Meter |  |  |  | 2016-05-20
EC-3NET-13 | Oakton ECTestr Low Conductivity Meter |  |  |  | 2016-05-20
EC-3NET-14 | Conductivity Meter |  |  |  | 2016-05-20
EC-3NET-14A | Oakton ECTestr Low Conductivity Meter |  |  |  | 2016-05-20
EC-3NET-14B | Conductivity Meter |  |  |  | 2016-05-20
EC-3NET-15 | Oakton ECTestr Low Conductivity Meter |  |  |  | 2016-05-20
EC-3NET-15A | Oakton ECTestr Low Conductivity Meter |  |  |  | 2016-05-20
EC-3NET-15B | Conductivity Meter |  |  |  | 2016-05-20
EC-3NET-17 | Oakton ECTestr Low Conductivity Meter |  |  |  | 2016-05-20
EC-3NET-21 | Conductivity Meter |  |  |  | 2016-05-20
EC-3NET-22 | Conductivity Meter |  |  |  | 2016-05-20
EC-3NET-30 | Conductivity Meter |  |  |  | 2016-05-20
EC-3NET-31 | Conductivity Meter |  |  |  | 2016-05-20
EC-3NET-32 | Oakton ECTestr Low/High Conductivity Meter/Thermometer |  |  |  | 2016-05-20
EC-3NET-33 | Oakton ECTestr Low/High Conductivity Meter/Thermometer |  |  |  | 2016-05-20
EC-3NET-34 | Oakton ECTestr Low/High Conductivity Meter/Thermometer |  |  |  | 2016-05-20
EC-3NET-35 | Oakton ECTestr Low/High Conductivity Meter/Thermometer |  |  |  | 2016-05-20
EC-3NET-36 | Oakton ECTestr Low/High Conductivity Meter/Thermometer |  |  |  | 2016-05-20
EC-3NET-37 | Oakton ECTestr Low/High Conductivity Meter/Thermometer |  |  |  | 2016-05-20
EC-3NET-38 | Oakton ECTestr Low/High Conductivity Meter/Thermometer |  |  |  | 2016-05-20
EC-3NET-39 | Oakton ECTestr Low/High Conductivity Meter/Thermometer |  |  |  | 2016-05-20
EC-3NET-40 | Oakton ECTestr Low/High Conductivity Meter/Thermometer |  |  |  | 2016-05-20
EC-3NET-41 | Oakton ECTestr Low/High Conductivity Meter/Thermometer |  |  |  | 2016-05-20
EC-5FOLAR | Conductivity Meter |  |  |  | 2016-05-20
EC-9FOLAR | Conductivity Meter |  |  |  | 2016-05-20
EC-BIGCR-01 | Oakton ECTestr3 Conductivity Meter |  |  |  | 2016-05-20
EC-CCWI-01 | Conductivity Meter |  |  |  | 2016-05-20
EC-CCWI-02 | Conductivity Meter |  |  |  | 2016-05-20
EC-CDM-01 | Conductivity Meter |  |  |  | 2016-05-20
EC-CDM-02 | Conductivity Meter |  |  |  | 2016-05-20
EC-CSC-01 | Conductivity Meter |  |  |  | 2016-05-20
EC-CWC-02 | Conductivity Meter |  |  |  | 2016-05-20
EC-CWC-04 | Conductivity Meter |  |  |  | 2016-05-20
EC-CWC-05 | Conductivity Meter |  |  |  | 2016-05-20
EC-CWC-09 | Oakton ECTestr Low Conductivity Meter |  |  |  | 2016-05-20
EC-CWC-10 | Oakton ECTestr Low Conductivity Meter |  |  |  | 2016-05-20
EC-CWC-11 | Oakton ECTestr Low Conductivity Meter |  |  |  | 2016-05-20
EC-CWC-13 | Conductivity Meter |  |  |  | 2016-05-20
EC-CWC-14 | Conductivity Meter |  |  |  | 2016-05-20
EC-CWC-15 | Conductivity Meter |  |  |  | 2016-05-20
EC-CWC-16 | Conductivity Meter |  |  |  | 2016-05-20
EC-CWC-17 | Conductivity Meter |  |  |  | 2016-05-20
EC-CWC-18 | Oakton Conductivity Meter |  |  |  | 2016-05-20
EC-CWC-19 | Oakton Conductivity Meter |  |  |  | 2016-05-20
EC-CWC-20 | Oakton Conductivity Meter |  |  |  | 2016-05-20
EC-CWC-21 | Oakton Conductivity Meter |  |  |  | 2016-05-20
EC-CWC-22 | Conductivity Meter |  |  |  | 2016-05-20
EC-CWC-23 | Oakton ECTestr Low Conductivity Meter |  |  |  | 2016-05-20
EC-CWC-24 | Conductivity Meter |  |  |  | 2016-05-20
EC-CWC-25 | Oakton Conductivity Meter |  |  |  | 2016-05-20
EC-CWC-26 | Conductivity Meter |  |  |  | 2016-05-20
EC-CWC-27 | Conductivity Meter |  |  |  | 2016-05-20
EC-CWC-28 | Conductivity Meter |  |  |  | 2016-05-20
EC-CWC-29 | Conductivity Meter |  |  |  | 2016-05-20
EC-CWC-30 | Oakton Conductivity Meter |  |  |  | 2016-05-20
EC-CWC-31 | Oakton Conductivity Meter |  |  |  | 2016-05-20
EC-CWC-32 | Oakton Low Conductivity Meter |  |  |  | 2016-05-20
EC-CWC-35 | Oakton Low Conductivity Meter |  |  |  | 2016-05-20
EC-CWC-36 | Oakton Low Conductivity Meter |  |  |  | 2016-05-20
EC-CWC-37 | Oakton Low Conductivity Meter |  |  |  | 2016-05-20
EC-CWC-38 | Oakton ECTestr Dual Conductivity Meter |  |  |  | 2016-05-20
EC-CWC-39 | Oakton ECTestr Dual Conductivity Meter |  |  |  | 2016-05-20
EC-CWC-40 | Oakton ECTestr Dual Conductivity Meter |  |  |  | 2016-05-20
EC-CWC-41 | Oakton ECTestr Dual Conductivity Meter |  |  |  | 2016-05-20
EC-CWC-42 | Oakton ECTestr Dual Conductivity Meter |  |  |  | 2016-05-20
EC-CWC-48 | Conductivity Meter |  |  |  | 2016-05-20
EC-ENVST-01 | Conductivity Meter |  |  |  | 2016-05-20
EC-FCP-01 | Oakton Conductivity Meter |  |  |  | 2016-05-20
EC-FOE-01 | Oakton ECTestr Low Conductivity Meter |  |  |  | 2016-05-20
EC-FOE-02 | Oakton ECTestr Low Conductivity Meter |  |  |  | 2016-05-20
EC-FOE-03 | Oakton ECTestr Low Conductivity Meter |  |  |  | 2016-05-20
EC-FOE-04 | Oakton ECTestr Low Conductivity Meter |  |  |  | 2016-05-20
EC-FOE-05 | Oakton ECTestr Low Conductivity Meter |  |  |  | 2016-05-20
EC-FOE-06 | Oakton ECTestr Low Conductivity Meter |  |  |  | 2016-05-20
EC-GCWC1 | Oakton ECTestr3 Conductivity Meter |  |  |  | 2016-05-20
EC-GCWC2 | Oakton ECTestr3 Conductivity Meter |  |  |  | 2016-05-20
EC-HTB-01 | Conductivity Meter |  |  |  | 2016-05-20
EC-HTB-02 | Conductivity Meter |  |  |  | 2016-05-20
EC-HTB-03 | Conductivity Meter |  |  |  | 2016-05-20
EC-HTB-04 | Conductivity Meter |  |  |  | 2016-05-20
Eckman Grab | Eckman Grab Sampler |  |  | Sediment Sampler | 2007-09-01
EC-LAN-01 | Conductivity Meter |  |  |  | 2016-05-20
EC-LAN-02 | Conductivity Meter |  |  |  | 2016-05-20
EC-LAN-03 | Conductivity Meter |  |  |  | 2016-05-20
EC-LAN-04 | Conductivity Meter |  |  |  | 2016-05-20
EC-LAN-05 | Conductivity Meter |  |  |  | 2016-05-20
EC-LKR-01 | Conductivity Meter |  |  |  | 2016-05-20
EC-LWTP-120 | Orion Conductivity Meter |  |  |  | 2016-05-20
EC-MBAQ-01 | Orion Conductivity Meter |  |  |  | 2016-05-20
EC-MBV-1 | Oakton ECTestr3 Conductivity Meter |  |  |  | 2016-05-20
EC-MU-NSF-264 | Corning Checkmate Multimeter |  |  |  | 2016-05-20
EC-NET-14 | Conductivity Meter |  |  |  | 2016-05-20
EC-NET-15 | Conductivity Meter |  |  |  | 2016-05-20
EC-NRCD-01 | Oakton ECTestr Low Conductivity Meter |  |  |  | 2016-05-20
EC-NSF-018 | Oakton Conductivity Meter |  |  |  | 2016-05-20
EC-NSF-021 | Oakton Conductivity Meter |  |  |  | 2016-05-20
EC-NSF-025 | Oakton Conductivity Meter |  |  |  | 2016-05-20
EC-NSF-026 | Oakton Conductivity Meter |  |  |  | 2016-05-20
EC-NSF-027 | Oakton Conductivity Meter |  |  |  | 2016-05-20
EC-NSF-028 | Oakton Conductivity Meter |  |  |  | 2016-05-20
EC-NSF-029 | Oakton Conductivity Meter |  |  |  | 2016-05-20
EC-NSF-030 | Oakton Conductivity Meter |  |  |  | 2016-05-20
EC-NSF-041 | Oakton Conductivity Meter |  |  |  | 2016-05-20
EC-NSF-076 | Oakton Conductivity Meter |  |  |  | 2016-05-20
EC-NSF-077 | Oakton Conductivity Meter |  |  |  | 2016-05-20
EC-NSF-078 | Oakton Conductivity Meter |  |  |  | 2016-05-20
EC-NSF-079 | Oakton Conductivity Meter |  |  |  | 2016-05-20
EC-NSF-080 | Oakton Conductivity Meter |  |  |  | 2016-05-20
EC-NSF-081 | Oakton Conductivity Meter |  |  |  | 2016-05-20
EC-NSF-082 | Oakton Conductivity Meter |  |  |  | 2016-05-20
EC-NSF-083 | Oakton Conductivity Meter |  |  |  | 2016-05-20
EC-NSF-084 | Oakton Conductivity Meter |  |  |  | 2016-05-20
EC-NSF-085 | Oakton Conductivity Meter |  |  |  | 2016-05-20
EC-NSF-086 | Oakton Conductivity Meter |  |  |  | 2016-05-20
EC-NSF-087 | Oakton Conductivity Meter |  |  |  | 2016-05-20
EC-NSF-088 | Oakton Conductivity Meter |  |  |  | 2016-05-20
EC-NSF-101 | Oakton Conductivity Meter |  |  |  | 2016-05-20
EC-NSF-102 | Oakton Conductivity Meter |  |  |  | 2016-05-20
EC-NSF-103 | Oakton Conductivity Meter |  |  |  | 2016-05-20
EC-NSF-104 | Oakton Conductivity Meter |  |  |  | 2016-05-20
EC-NSF-105 | Oakton Conductivity Meter |  |  |  | 2016-05-20
EC-NSF-106 | Oakton Conductivity Meter |  |  |  | 2016-05-20
EC-NSF-107 | Oakton Conductivity Meter |  |  |  | 2016-05-20
EC-NSF-108 | Oakton Conductivity Meter |  |  |  | 2016-05-20
EC-NSF-109 | Oakton Conductivity Meter |  |  |  | 2016-05-20
EC-NSF-110 | Oakton Conductivity Meter |  |  |  | 2016-05-20
EC-NSF-111 | Oakton Conductivity Meter |  |  |  | 2016-05-20
EC-NSF-112 | Oakton Conductivity Meter |  |  |  | 2016-05-20
EC-NSF-113 | Oakton Conductivity Meter |  |  |  | 2016-05-20
EC-NSF-114 | Oakton Conductivity Meter |  |  |  | 2016-05-20
EC-NSF-115 | Oakton Conductivity Meter |  |  |  | 2016-05-20
EC-NSF-116 | Oakton Conductivity Meter |  |  |  | 2016-05-20
EC-NSF-117 | Oakton Conductivity Meter |  |  |  | 2016-05-20
EC-NSF-118 | Oakton Conductivity Meter |  |  |  | 2016-05-20
EC-NSF-119 | Oakton Conductivity Meter |  |  |  | 2016-05-20
EC-NSF-127 | Oakton Conductivity Meter |  |  |  | 2016-05-20
EC-NSF-128 | Oakton Conductivity Meter |  |  |  | 2016-05-20
EC-NSF-129 | Oakton Conductivity Meter |  |  |  | 2016-05-20
EC-NSF-130 | Oakton Conductivity Meter |  |  |  | 2016-05-20
EC-NSF-135 | Oakton Conductivity Meter |  |  |  | 2016-05-20
EC-NSF-136 | Oakton Conductivity Meter |  |  |  | 2016-05-20
EC-NSF-157 | Oakton Conductivity Meter |  |  |  | 2016-05-20
EC-NSF-252 | Oakton Conductivity Meter |  |  |  | 2016-05-20
EC-OCCK-01 | Oakton Conductivity Meter |  |  |  | 2016-05-20
EC-OCCK-02 | Oakton Conductivity Meter |  |  |  | 2016-05-20
EC-OCCK-03 | Oakton Conductivity Meter |  |  |  | 2016-05-20
EC-OCCK-04 | Oakton Conductivity Meter |  |  |  | 2016-05-20
EC-OCCK-05 | Oakton Conductivity Meter |  |  |  | 2016-05-20
EC-OCCK-06 | Oakton Conductivity Meter |  |  |  | 2016-05-20
ECORP-Rocklin Oakton Double Junction pH meter | Oakton Double Junction pH meter |  |  |  | 2017-08-04
ECP-2RB-5 | Conductivity Meter |  |  |  | 2016-05-20
ECP-SDBK-01 | Horiba Multimeter U-22XD Conductivity Probe |  |  |  | 2016-05-20
EC-RCAA-01 | Oakton Conductivity Meter |  |  |  | 2016-05-20
EC-RCAA-02 | Oakton Conductivity Meter |  |  |  | 2016-05-20
EC-RCAA-03 | Oakton Conductivity Meter |  |  |  | 2016-05-20
EC-RCAA-04 | Oakton Conductivity Meter |  |  |  | 2016-05-20
EC-RCAA-05 | Oakton Conductivity Meter |  |  |  | 2016-05-20
EC-RCAA-06 | Oakton Conductivity Meter |  |  |  | 2016-05-20
EC-RCAA-07 | Oakton Conductivity Meter |  |  |  | 2016-05-20
EC-RCAA-08 | Oakton Conductivity Meter |  |  |  | 2016-05-20
EC-RCAA-09 | Oakton Conductivity Meter |  |  |  | 2016-05-20
EC-RCAA-10 | Oakton Conductivity Meter |  |  |  | 2016-05-20
EC-RCDSMM-01 | Conductivity Meter |  |  |  | 2016-05-20
EC-SBCK-01 | Oakton Conductivity Meter |  |  |  | 2016-05-20
EC-SBCK-011 | Oakton Conductivity Meter |  |  |  | 2016-05-20
EC-SBCK-02 | Oakton Conductivity Meter |  |  |  | 2016-05-20
EC-SBCK-021 | Oakton Conductivity Meter |  |  |  | 2016-05-20
EC-SBCK-03 | Oakton Conductivity Meter |  |  |  | 2016-05-20
EC-SBCK-031 | Oakton Conductivity Meter |  |  |  | 2016-05-20
EC-SBCK-04 | Oakton Conductivity Meter |  |  |  | 2016-05-20
EC-SBCK-041 | Oakton Conductivity Meter |  |  |  | 2016-05-20
EC-SBCK-05 | Oakton Conductivity Meter |  |  |  | 2016-05-20
EC-SBCK-051 | Oakton Conductivity Meter |  |  |  | 2016-05-20
EC-SBCK-06 | Oakton Conductivity Meter |  |  |  | 2016-05-20
EC-SBCK-061 | Oakton Conductivity Meter |  |  |  | 2016-05-20
EC-SCMI-02 | Thermometer |  |  |  | 2016-05-20
EC-SDBK-01 | Oakton Conductivity Meter |  |  |  | 2016-05-20
EC-SDBK-02 | Oakton Conductivity Meter |  |  |  | 2016-05-20
EC-SDBK-03 | Oakton Conductivity Meter |  |  |  | 2016-05-20
EC-SDBK-04 | Oakton Conductivity Meter |  |  |  | 2016-05-20
EC-SDBK-05 | Oakton Conductivity Meter |  |  |  | 2016-05-20
EC-SDBK-06 | Oakton Conductivity Meter |  |  |  | 2016-05-20
EC-SDBK-100 | Horiba Multimeter U-22XD Conductivity Probe |  |  |  | 2016-05-20
EC-SGC-01 | Conductivity Meter |  |  |  | 2016-05-20
EC-SGC-02 | Conductivity Meter |  |  |  | 2016-05-20
EC-SGC-05 | Conductivity Meter |  |  |  | 2016-05-20
EC-SLC-6 | Conductivity Meter |  |  |  | 2016-05-20
EC-SLVH-7 | Conductivity Meter |  |  |  | 2016-05-20
EC-SMBK-01 | Oakton Conductivity Meter |  |  |  | 2016-05-20
EC-SMBK-02 | Oakton Conductivity Meter |  |  |  | 2016-05-20
EC-SMBK-03 | Oakton Conductivity Meter |  |  |  | 2016-05-20
EC-SRCD-01 | Oakton Conductivity Meter |  |  |  | 2016-05-20
EC-SRCD-02 | Oakton Conductivity Meter |  |  |  | 2016-05-20
EC-SRCD-03 | Oakton Conductivity Meter |  |  |  | 2016-05-20
EC-SRCD-04 | Oakton Conductivity Meter |  |  |  | 2016-05-20
EC-SRCD-05 | Oakton Conductivity Meter |  |  |  | 2016-05-20
EC-SRCD-06 | Oakton Conductivity Meter |  |  |  | 2016-05-20
EC-SRCD-07 | Oakton Conductivity Meter |  |  |  | 2016-05-20
EC-SRCD-08 | Oakton Conductivity Meter |  |  |  | 2016-05-20
EC-SRCD-09 | Oakton Conductivity Meter |  |  |  | 2016-05-20
EC-SRCD-10 | Oakton Conductivity Meter |  |  |  | 2016-05-20
EC-SRCD-11 | Conductivity Meter |  |  |  | 2016-05-20
EC-SRCD-12 | Oakton Conductivity Meter |  |  |  | 2016-05-20
EC-SRW-1 | Conductivity Meter |  |  |  | 2016-05-20
EC-SRW-2 | Conductivity Meter |  |  |  | 2016-05-20
EC-STB-01 | Conductivity Meter |  |  |  | 2016-05-20
EC-STB16 | Oakton ECTestr3 Conductivity Meter |  |  |  | 2016-05-20
EC-STB25 | Oakton ECTestr3 Conductivity Meter |  |  |  | 2016-05-20
EC-STB-26 | Oakton Conductivity Meter |  |  |  | 2016-05-20
EC-STB27 | Oakton Conductivity Meter |  |  |  | 2016-05-20
EC-STB28 | Oakton ECTestr3 Conductivity Meter |  |  |  | 2016-05-20
EC-STB30 | YSI Conductivity Meter |  |  |  | 1900-01-01
EC-STB34 | Oakton ECTestr3 Conductivity Meter |  |  |  | 2016-05-20
EC-STB35 | Oakton Conductivity Meter |  |  |  | 2016-05-20
EC-STB-36 | Oakton ECTestr3 Conductivity Meter |  |  |  | 2016-05-20
EC-STB37 | Oakton ECTestr3 Conductivity Meter |  |  |  | 2016-05-20
EC-STB-38 | Oakton Conductivity Meter |  |  |  | 2016-05-20
EC-STB-40 | Conductivity Meter |  |  |  | 2016-05-20
EC-STB-41 | Conductivity Meter |  |  |  | 2016-05-20
EC-STW-02 | Oakton Conductivity Meter |  |  |  | 2016-05-20
EC-STW-03 | Oakton Conductivity Meter |  |  |  | 2016-05-20
EC-STW-04 | Oakton ECTestr Conductivity Meter |  |  |  | 2016-05-20
EC-STW-05 | Oakton Conductivity Meter |  |  |  | 2016-05-20
EC-STW-06 | Oakton Conductivity Meter |  |  |  | 2016-05-20
ECTRWC1 | Oakton ECTestr Low 0 - 1990 uS/cm |  |  |  | 2016-05-20
ECTRWC11 | Oakton ECTestr Low 0 - 1990 uS/cm |  |  |  | 2016-05-20
ECTRWC12 | Oakton ECTestr Low 0 - 1990 uS/cm |  |  |  | 2016-05-20
ECTRWC2 | Oakton ECTestr Low 0 - 1990 uS/cm |  |  |  | 2016-05-20
ECTRWC3 | Oakton ECTestr Low 0 - 1990 uS/cm |  |  |  | 2016-05-20
ECTRWC4 | Oakton ECTestr Low 0 - 1990 uS/cm |  |  |  | 2016-05-20
ECTRWC5 | Oakton ECTestr Low 0 - 1990 uS/cm |  |  |  | 2016-05-20
ECTRWC6 | Oakton ECTestr Low 0 - 1990 uS/cm |  |  |  | 2016-05-20
ECTRWC7 | Oakton ECTestr Low 0 - 1990 uS/cm |  |  |  | 2016-05-20
ECTRWC8 | Oakton ECTestr Low 0 - 1990 uS/cm |  |  |  | 2016-05-20
ECTRWC9 | Oakton ECTestr Low 0 - 1990 uS/cm |  |  |  | 2016-05-20
ECTS-CWC-01 | Multimeter |  |  |  | 2016-05-20
EC-TST-01 | Oakton EC Meter |  |  |  | 2018-04-27
EC-TST-02 | Oakton EC Meter |  |  |  | 2018-04-27
EC-TST-03 | Oakton EC Meter |  |  |  | 2018-04-27
EC-TST-04 | Oakton EC Meter |  |  |  | 2018-04-27
EC-TST-05 | Oakton EC Meter |  |  |  | 2018-04-27
EC-TST-06 | Oakton EC Meter |  |  |  | 2018-04-27
EC-TST-07 | Oakton EC Meter |  |  |  | 2018-04-27
EC-TST-08 | Oakton EC Meter |  |  |  | 2018-04-27
EC-TST-09 | Oakton EC Meter |  |  |  | 2018-04-27
EC-TST-10 | Oakton EC Meter |  |  |  | 2018-04-27
ECTTRWC1 | Oakton ECTestr Low+ 0 - 1990 uS/cm |  |  |  | 2016-05-20
ECTTRWC10 | Oakton ECTestr Low+ 0 - 1990 uS/cm |  |  |  | 2016-05-20
ECTTRWC11 | Oakton ECTestr Low+ 0 - 1990 uS/cm |  |  |  | 2016-05-20
ECTTRWC2 | Oakton ECTestr Low+ 0 - 1990 uS/cm |  |  |  | 2016-05-20
ECTTRWC21 | Oakton ECTestr Low+ 0 - 1990 uS/cm |  |  |  | 2017-03-06
ECTTRWC22 | Oakton ECTestr Low+ 0 - 1990 uS/cm |  |  |  | 2017-03-06
ECTTRWC3 | Oakton ECTestr Low+ 0 - 1990 uS/cm |  |  |  | 2016-05-20
ECTTRWC4 | Oakton ECTestr Low+ 0 - 1990 uS/cm |  |  |  | 2016-05-20
ECTTRWC5 | Oakton ECTestr Low+ 0 - 1990 uS/cm |  |  |  | 2016-05-20
ECTTRWC6 | Oakton ECTestr Low+ 0 - 1990 uS/cm |  |  |  | 2016-05-20
ECTTRWC7 | Oakton ECTestr Low+ 0 - 1990 uS/cm |  |  |  | 2016-05-20
ECTTRWC8 | Oakton ECTestr Low+ 0 - 1990 uS/cm |  |  |  | 2016-05-20
ECTTRWC9 | Oakton ECTestr Low+ 0 - 1990 uS/cm |  |  |  | 2014-07-09
EC-USLT2 | Conductivity Meter |  |  |  | 2016-05-20
EC-USLT20 | Oakton Conductivity Meter |  |  |  | 2016-05-20
EC-UW-01 | Oakton ECTestr3 Conductivity Meter |  |  |  | 2016-05-20
EC-UW-02 | Oakton ECTestr3 Conductivity Meter |  |  |  | 2016-05-20
EC-UW-03 | Oakton ECTestr3 Conductivity Meter |  |  |  | 2016-05-20
EC-UW-04 | Conductivity Meter |  |  |  | 2016-05-20
EC-UW-05 | Oakton ECTestr3 Conductivity Meter |  |  |  | 2016-05-20
EC-UW-06 | Oakton Conductivity Meter |  |  |  | 2016-05-20
EC-VAL-03 | Conductivity Meter |  |  |  | 2016-05-20
EC-VAL-04 | Conductivity Meter |  |  |  | 2016-05-20
EC-WDF-01 | Conductivity Meter |  |  |  | 2016-05-20
EC-WDF-02 | Conductivity Meter |  |  |  | 2016-05-20
EC-WDF-03 | Conductivity Meter |  |  |  | 2016-05-20
EC-WDF-1 | Conductivity Meter |  |  |  | 2016-05-20
EDCAWQMC_Extech ExStik PH100 | Extech ExStik PH100 pH meter |  |  | Field Probe | 2026-07-06
EDCAWQMC_YSI 30 | YSI 30 |  |  | Field Probe | 2026-07-06
EDCAWQMC_YSI 50 | YSI 50 |  |  | Field Probe | 2026-07-06
EDTU_Hanna Checker pH Meter | Hanna Checker pH Meter |  |  |  | 2016-05-20
EDTU_La Motte DO Titration Kit | La Motte DO Titration Kit |  |  |  | 2016-02-03
EDTU_LaMotte Alcohol Filled Thermometer | LaMotte Alcohol Filled Thermometer |  |  |  | 2016-05-20
EE-FOSC-MU-141 | Conductivity Electrode |  |  |  | 2016-05-20
Enviro-Safe | Thermometer |  |  |  | 2016-05-20
EnviroTech Horiba U52 | Horiba U-52 Multi-parameter Water Quality Meter |  |  | Field Probe | 2022-03-29
EOA ChemMetrics K-2504 | ChemMetrics Chlorine High Range Test Kit, K-2504 |  |  | Water Sampler | 2012-08-29
EOA ChemMetrics K-2511 | ChemMetrics Chlorine Low Range Test Kit, K-2511 |  |  | Water Sampler | 2012-08-29
EOA Global Water Flow Probe FP101 #53325 | Global Flow Probe FP101 | 53325 |  | Field Probe | 2016-05-20
EOA Hach Pocket Colorimeter | Hach Pocket Colorimeter II Filter Photometer for Chlorine |  |  |  | 2016-05-20
EOA Panasonic Lumix DMC-TS3 #FK1HB003190 | Panasonic Lumix DMC-TS3 | FK1HB003190 |  |  | 2016-05-20
EOA Quanta Multi-parameter Probe | Quanta Multi-parameter Probe |  |  | Field Probe | 2022-02-28
EOA YSI 556 MPS #06L1023 AE | YSI 556 MPS | 06L1023 AE |  | Field Probe | 2012-08-14
EOA YSI Pro-Plus #14D102418 | YSI Pro-Plus #14D102418 | 14D102418 |  |  | 2016-05-20
EOA YSI Pro-Plus #14D102423 | YSI Pro-Plus | 14D102423 |  |  | 2023-09-26
Equipco YSI ProDSS #1 | YSI ProDSS | 16F04830 |  |  | 2022-04-05
Equipco YSI ProDSS #2 | YSI ProDSS | 17M101693 |  |  | 2022-04-05
Equipco YSI ProDSS #22 | YSI ProDSS | 16J104978 |  |  | 2022-10-07
Equipco YSI ProDSS #43 | YSI ProDSS |  |  |  | 2022-07-21
ERPBD YSI 550A | YSI 550A |  |  | Field Probe | 2016-05-20
ESNERR YSI EXO 2 | YSI EXO2 Multiparameter Sonde |  |  | Field Probe | 2025-11-20
Eureka Manta 2 Water Quality Multiprobe Sonde | Eureka Manta 2 Water Quality Multiprobe Sonde |  |  |  | 2018-12-08
Extech CL200 | Extech CL200 |  |  |  | 2022-11-16
EXTECH EC502 | EXTECH EC502 |  |  |  | 2016-05-20
Extech EC510 ExStik II | Extech Instruments |  |  |  | 2016-05-20
Extech Instruments DO700 | Portable Dissolved Oxygen Meter |  |  |  | 2017-04-07
ExtechTemp Thermometer | ExtechTemp Thermometer |  |  |  | 2019-01-04
FFC_APERA TN 400 | APERA TN 400 portable turbidity meter |  |  | Field Probe | 2021-10-14
FFC_Frabill Crayfish Trap | Frabill Crayfish Trap |  |  | TissueCollection | 2021-10-14
FFC_Petite Ponar | Petite Ponar |  |  | Sediment Sampler | 2021-10-14
FFC_YSI 30 | YSI 30 for measuring salinity |  |  | Field Probe | 2021-10-14
FFC_YSI ProDSS | YSI ProDss with sensors for temperature, pH, dissolved oxygen, and specific conductivity |  |  | Field Probe | 2021-10-14
FGL-DO Meter | DO Meter |  |  | Field Prob | 2011-03-24
FGL-EC Meter | EC Meter |  |  | Field Prob | 2011-03-24
FGL-Field Probe | Field Probe |  |  | Field Prob | 2008-01-01
FGL-Flow Meter | Flow Meter |  |  | Field Prob | 2011-03-24
FGL-pH Meter | pH Meter |  |  | Field Prob | 2011-03-24
Field Equipment described w/result | Field Equipment described w/result |  |  | Field Equipment | 2008-01-01
Field YSI ProSolo | YSI Instrument |  |  | Field Probe | 2021-02-12
FISHBIO Hach Field Kit | Hach Field Kit |  |  | Field Probe | 2024-01-19
FishBio YSI ProQuatro | YSI ProQuatro Multimeter |  |  | Field Probe | 2023-10-30
FISHBIO_HACH Alkalinity Test Kit, Model AL-AP | HACH Alkalinity Test Kit, Model AL-AP |  |  | Field Test Kit | 2025-06-03
Flow Gage | Flow Gage | Not Recorded |  | Field Probe | 2016-11-01
FlowMate 2000 | Flow meter |  |  | Field Probe | 2021-02-12
FM2000_SN2006931 | Marsh-McBirney Flow-Mate 2000 | SN 2006931 |  |  | 2017-07-03
FOSC-HI98194 Multiparameter Meter | Hanna Instruments HI98194 Waterproof Multiparameter Meter |  |  |  | 2025-01-29
FOSC-LaMotte Nitrate | LaMotte Low Nitrate Nitrogen Table Kit, 0-15ppm |  |  |  | 1900-01-01
FOSC-LaMotte Nitrate-N/Phosphate Kit | LaMotte Nitrate-N/Phosphate Kit Low Range Comparator |  |  |  | 2025-01-29
FOSC-LaMotte Phosphate | LaMotte Low Range Phosphate |  |  |  | 1900-01-01
FOSC-Oakton PCTSTestr | Oakton PCTSTestr 50 Pocket Tester |  |  |  | 1900-01-01
FRWM Hach Alkalinity Test Kit | Hach Alkalinity Test Kit AL-AP | 24443-01 |  |  | 2013-01-29
FRWM Marsh-McBirney Flo-Mate | Marsh-McBirney Flo-Mate | 2004329 |  |  | 2016-05-20
FRWM Oakton pH Testr 20 | Oakton pH Testr 20 | 878998 |  |  | 2016-05-20
FRWM YSI 85 multi-probe meter | YSI 85 | 11H101378 |  |  | 2016-05-20
FSRC Oakton PCTS #1 | Oakton PCTS Testr 50 |  |  |  | 1900-01-01
FSRC YSI Pro DSS #1 | YSI ProDSS |  |  |  | 1900-01-01
FSURMP Global Water FP111 | Global Water FP111 |  |  | Field Probe | 2019-03-21
FSURMP Hach Chlorine Test Kit | Hach Chlorine Test Kit |  |  | Field Kit | 2019-03-21
FSURMP YSI probe | YSI |  |  | Field Probe | 2019-03-21
GANDA Ott MF Pro | Ott MF Pro |  |  |  | 2016-11-23
GANDA YSI 556 | YSI 556 |  |  |  | 2016-11-23
GCWC-2 | Thermometer |  |  |  | 2016-05-20
GEI Alkalinity Kit |  |  |  | Field Probe | 2019-12-28
GEI Dip Net | GEI Dip Net |  |  |  | 2019-06-03
GEI Flo-Mate 2000-2920 | Marsh McBirney Flow-Mate 2000 |  |  |  | 2019-05-10
GEI Flo-Mate 2000-7752 | Marsh McBirney Flow-Mate 2000 |  |  |  | 2019-05-10
GEI Hach 2100Q Turbidimeter | Hach 2100Q Turbidimeter |  |  |  | 2019-04-19
GEI Hydrolab Sonde #1 | Hach Hydrolab MS5 Sonde |  |  |  | 2019-05-10
GEI Hydrolab Sonde #2 | Hach Hydrolab MS5 Sonde |  |  |  | 2019-05-10
GEI LR24 Electrofisher | Smith-Root LR-24 Electrofisher |  |  |  | 2019-04-18
GEI Oakton PCTestr 35 | Oakton PCTestr 35 |  |  |  | 2019-04-19
GEI YSI ProDSS | YSI ProDSS |  |  | Field Probe | 2026-04-29
Geosyntec_General_Oceanics-Model 2031 | General Oceanics, Inc. Model 2031 |  |  |  | 2021-06-25
Geosyntec_Horiba-1 | Horiba U-52 Multi-parameter Water Quality Meter |  |  |  | 2021-06-25
Geosyntec_Horiba-2 | Horiba U-52 Multi-parameter Water Quality Meter |  |  |  | 2021-06-25
Geosyntec_YSI-1 | YSI Professional Plus Meter |  |  |  | 2021-06-25
Geosyntec_YSI-2 | YSI Professional Plus Meter |  |  |  | 2021-06-25
GeoTech YSI Pro Plus | YSI Pro Plus |  |  |  | 2018-11-15
GLC LaMotte Test Strips | LaMotte Test Strips |  |  | Field Equipment | 2012-05-31
GLC_FLO-MATE_Model 2000 | FLO-MATE_Model 2000 | NR |  | Field Prob | 2016-05-20
GLC_Global Water FP101 | Global Water FP101 |  |  |  | 2016-05-20
GLC_Global Water FP111 | Global Water FP111 |  |  |  | 2019-02-08
GLC_Hanna HI 98129 | Hanna HI 98129 |  |  |  | 2016-02-03
GLC_LaMotte 2020E | LaMotte 2020E |  |  |  | 2016-03-25
GLC_Swoffer 2100 | Swoffer 2100 |  |  |  | 2019-09-04
GLC_Turbidimeter Model 966 | Turbidimeter Model 966 | NR |  | Field Prob | 2016-05-20
GLC_YSI 550A | YSI 550A | NR |  | Field Prob | 2010-06-17
GLC_YSI Model 63 | YSI Model 63 | NR |  | Field Prob | 2010-06-17
GLC_YSI Pro Plus | YSI Pro Plus |  |  |  | 2020-05-19
Gravelometer | Gravelometer |  |  |  | 2019-04-30
GWD Acoustic Doppler | Acoustic Doppler Instrument |  |  |  | 2022-03-30
HACH 156 | HACH meter |  |  |  | 2016-05-20
HACH 2100 N | Hach Turbidity Meter |  |  |  | 2016-05-20
HACH 2100 P | Turbidity Meter |  |  |  | 2016-05-20
Hach 2100is Portable Turbidimeter | Hach 2100is Portable Turbidimeter | 17050C008006 |  | Field Probe | 2019-10-23
Hach 2100P Field Turbidimeter | Portable turbidimeter |  |  |  | 2016-05-20
Hach 2100P Turbidimeter | Hach 2100P Turbidimeter |  |  |  | 2023-12-15
Hach 2100Q | Hach 2100Q Portable Turbidity Meter |  |  |  | 2016-05-20
Hach Auto Sampler | Hach Auto Sampler |  |  | Water Sampler | 2015-01-29
Hach Colorimeter | Hach Colorimeter Hach Colorimeter |  |  |  | 2019-03-29
Hach DR 820 | Turbidity meter |  |  |  | 2016-05-20
Hach FH950 Flowmeter | Hach FH950 Flowmeter |  |  |  | 2024-12-18
Hach HQ40D | Hach HQ40D Portable Multi Meter pH, conductivity, salinity, TDS, dissolved oxygen, ORP and ISE |  |  | Field Probe | 2021-02-05
Hach HQ40D AHL | Hach HQ40D AHL | 09300029556 |  | Field Probe | 2019-10-23
Hach HQ40D BTQ 15 | Hach HQ40D BTQ 15 | 150700013229 |  | Field Probe | 2019-10-23
Hach HQ40D BVC 11 | Hach HQ40D BVC 11 | 090300029564 |  | Field Probe | 2019-10-23
Hach Meter | Hach Meter |  |  | Field Probe | 2016-05-20
Hach Pocket Pro Cond Tester | Hach Pocket Pro Cond Tester |  |  |  | 2019-12-28
Hach Pocket Pro pH Tester | Hach Pocket Pro pH Tester |  |  |  | 2019-01-08
HandLevel | Hand Level |  |  | Field Probe | 2011-01-20
Hanna HI 9033 | Hanna HI 9033 (temp/conductivity) |  |  |  | 2016-12-09
Hanna HI 9143 | Hanna Instruments HI 9143 |  |  |  | 2018-03-28
Hanna HI 9145 | Hanna HI 9145 |  |  |  | 2019-12-28
Hanna HI 93414 | Hanna HI 93414 |  |  |  | 2016-12-09
Hanna HI 93703 | Hanna HI 93703 (turbidity) |  |  |  | 2016-12-09
Hanna HI 98194 | Hanna HI 98194 |  |  |  | 2016-12-09
Hanna HI 98703 | Hanna HI 98703 Hanna HI 98703 |  |  |  | 2019-01-22
Hanna HI 991301 | Hanna Instruments HI 991301 |  |  |  | 2018-03-28
Hanna HI98129 | Hanna combo pH/conductivity/TDS tester |  |  |  | 2017-03-28
Hanna Instruments HI 93703 | Hanna Instruments HI 93703 Portable Turbidity Meter |  |  |  | 2017-04-07
Hanna Portable Turbidimeter | HI 98703 |  |  |  | 2019-01-08
Hannah 93713 | Hannah 93713 |  |  |  | 2017-03-30
H-B Instrument Electronic Thermometer | H-B Instrument Electronic Thermometer |  |  |  | 2019-01-08
Hester-Dendy Sampler | Hester -Dendy Sampler |  |  | BioassessmentCollection | 2013-09-26
HI 98127 #1 | Hanna pHep |  |  |  | 2017-03-30
HI 98127 #2 | Hanna pHep |  |  |  | 2017-03-30
HI 98127 #3 | Hanna pHep |  |  |  | 2017-03-30
HI 98127 #4 | Hanna pHep |  |  |  | 2017-03-30
HI 98127 #5 | Hanna pHep |  |  |  | 2017-03-30
HI 98127 #6 | Hanna pHep |  |  |  | 2017-03-30
HI 98127 #8 | Hanna pHep |  |  |  | 2017-03-30
HI 98127 #9 | Hanna pHep |  |  |  | 2017-03-30
HI 98129 | Conductivity Meter |  |  |  | 2016-05-20
HOBO Temperature Pendant Data Logger UA-001-64 | HOBO Water Temp Data Logger | UA-001-64 |  | Field Probe | 2016-05-20
HOBO Temperature/Light Pendant Data Logger UA-002- | HOBO Water Temp/Light Data Logger |  |  |  | 2018-09-22
HOBO Water Level Data Logger U20-001-01 | HOBO Water Level Data Logger | U20-001-01 |  | Field Probe | 2016-05-20
HOBO-TST-01 | HOBO Onset Pendent (-20-70 C) |  |  |  | 2018-04-27
HOBO-TST-02 | HOBO Onset Pendent (-20-70 C) |  |  |  | 2018-04-27
HOBO-TST-03 | HOBO Onset Pendent (-20-70 C) |  |  |  | 2018-04-27
HOBO-TST-04 | HOBO Onset Pendent (-20-70 C) |  |  |  | 2018-04-27
HOBO-TST-05 | HOBO Onset Pendent (-20-70 C) |  |  |  | 2018-04-27
HOBO-TST-06 | HOBO Onset Pendent (-20-70 C) |  |  |  | 2018-04-27
HOBO-TST-07 | HOBO Onset Pendent (-20-70 C) |  |  |  | 2018-04-27
HOBO-TST-08 | HOBO Onset Pendent (-20-70 C) |  |  |  | 2018-04-27
HOBO-TST-09 | HOBO Onset Pendent (-20-70 C) |  |  |  | 2018-04-27
HOBO-TST-10 | HOBO Onset Pendent (-20-70 C) |  |  |  | 2018-04-27
HOBO-TST-11 | HOBO Onset Pendent (-20-70 C) |  |  |  | 2018-04-27
HOBO-TST-12 | HOBO Onset Pendent (-20-70 C) |  |  |  | 2018-04-27
HOBO-TST-13 | HOBO Onset Pendent (-20-70 C) |  |  |  | 2018-04-27
HOBO-TST-14 | HOBO Onset Pendent (-20-70 C) |  |  |  | 2018-04-27
HOBO-TST-15 | HOBO Onset Pendent (-20-70 C) |  |  |  | 2018-04-27
HOBO-TST-17 | HOBO Onset Pendent (-20-70 C) |  |  |  | 2018-04-27
HOBO-TST-18 | HOBO Onset Pendent (-20-70 C) |  |  |  | 2018-04-27
HOBO-TST-19 | HOBO Onset Pendent (-20-70 C) |  |  |  | 2018-04-27
HOBO-TST-20 | HOBO Onset Pendent (-20-70 C) |  |  |  | 2018-04-27
HookAndLine | Hook and Line |  |  | TissueCollection | 2016-05-20
Horiba | Horiba |  |  | Field Probe | 2011-11-01
Horiba B-71X | Horiba B-71X |  |  |  | 2019-01-08
HORIBA ES-51 | HORIBA ES-51 |  |  |  | 2018-03-28
Horiba OM-71 | Horiba OM-71 |  |  |  | 2019-01-08
HORIBA U-51 | HORIBA U-51 |  |  |  | 2016-05-20
Horiba U-52 | Horiba U-52 (multiparameter) |  |  |  | 2016-12-09
Horiba U52G | Horiba U52G |  |  |  | 2019-09-09
Horiba U-53 | Horiba U-53 (multiparameter) |  |  |  | 2016-12-09
HPUL Hach 2100Q | Hach 2100Q Turbidimeter |  |  |  | 1900-01-01
HPUL Hanna HI93703 | Hanna HI93703 portable turbidity meter |  |  |  | 1900-01-01
HPUL Nalgene Stormwater sampling unit | Nalgene Stormwater sampling unit |  |  |  | 1900-01-01
HPUL YSI 30 | YSI 30 |  |  |  | 1900-01-01
HPUL YSI 556 | YSI 556 MPS |  |  |  | 1900-01-01
HPUL YSI ProDSS | YSI ProDSS |  |  |  | 1900-01-01
HSU-SL DuraFET | DuraFET |  |  | Field Probe | 2016-05-20
HSU-SL temperature sensor | Temperature Sensor |  |  | Field Probe | 2016-05-20
HVJ-HI98129 | HVJ-HI98129 |  |  |  | 2016-05-20
HYD-CWC-1 | Salinity Meter |  |  |  | 2016-05-20
Hydrolab DataSonde | Hydrolab DataSonde |  |  | Water Sampler | 2016-05-20
Hydrolab DS4a SN 42249 | Hydrolab DS4a SN 42249 |  |  | Field Probe | 2016-08-04
Hydrolab DS4a_Loanner from HACH SN_00001 | Hydrolab DS4 | SN_00001 |  | Field Probe | 2016-05-20
Hydrolab Quanta Multi-Probe Meter | Hydrolab Quanta Multi-Probe Meter |  |  |  | 2021-07-16
Hydrolab SN 41200 | Hydrolab | SN 41200 |  | Field Probe | 2016-05-20
Hydrolab SN 44701 | Hydrolab SN 44701 |  |  | Field Probe | 2016-08-04
Hydrolab SN 44822 | Hydrolab SN 44822 |  |  | Field Probe | 2016-08-04
Hydrolab SN 45943 | Hydrolab SN 45943 |  |  | Field Probe | 2016-08-04
Hydrolab SN 500049 | Hydrolab | SN 500049 |  | Field Probe | 2016-05-20
Hydrolab SN_36200 | Hydrolab | 36200 |  | Field Probe | 2016-05-20
ICARE YSI 52 | YSI 52 |  |  |  | 2017-11-13
ICF-Sac EXO2 | YSI EXO2 meter | 17100220 |  | Field Probe | 2022-03-30
ICF-Sac Extech ExStik pH meter | Extech ExStik pH meter |  |  | Field Probe | 2022-07-19
ICF-Sac Hach 2100P Turbidimeter | Hach 2100P Turbidimeter | 46500-00 |  |  | 2017-08-04
ICF-Sac Hach 2100Q Turbidimeter | Hach 2100Q Turbidimeter |  |  |  | 2017-09-05
ICF-Sac Hach Digital Titrator | Hach Digital Titrator |  |  |  | 2017-08-04
ICF-Sac Marsh-McBirney Flow-Mate 2000 | Marsh-McBirney Flow-Mate 2000 |  |  |  | 2017-08-04
ICF-Sac Oakton Multi-Parameter Tester 35 | Oakton Multi-Parameter Tester 35 |  |  |  | 2017-09-05
ICF-Sac YSI 1030 | YSI 1030 |  |  |  | 2017-09-05
ICF-Sac YSI 85 | YSI 85 |  |  |  | 2017-08-04
ICF-Sac YSI 95 | YSI 95 |  |  |  | 2017-09-05
ICF-Sac YSI ProDDS | YSI ProDDS |  |  |  | 2017-09-05
ICF-Sac YSI ProDSS 626909-10 | YSI ProDSS 626909-10 | 19C101411 |  | Field Probe | 2022-04-19
ICF-Sac YSI ProDSS 6909-4 | YSI ProDSS 6909-4 | 17K102760 |  | Field Probe | 2020-06-23
ICF-SD LaMotte Alkalinity Test Kit | LaMotte Alkalinity Test Kit | 4491-DF-01 |  | Field Probe | 2020-06-23
ICF-SD YSI ProDSS | YSI ProDSS |  |  |  | 2019-06-10
Individual Bottle by bucket sampler | Individual Bottle by bucket sampler |  |  | Water Sampler | 2008-01-01
Individual Bottle by hand | Individual Bottle by hand |  |  | Water Sampler | 2008-01-01
Individual Bottle by pole sampler | Individual Bottle by pole sampler |  |  | Water Sampler | 2008-01-01
Individual bottle by USGS-PFRG weighted sampler | Individual bottle by USGS-PFRG weighted sampler |  |  | Water Sampler | 2020-02-06
Individual Bottle by weighted sampler | Individual Bottle by weighted sampler |  |  | Water Sampler | 2018-09-20
Individual Collection by bucket sampler | Individual Collection by bucket sampler |  |  | Water Sampler | 2007-09-01
Individual Collection by hand | Individual Collection by hand |  |  | Water Sampler | 2013-01-29
Individual Collection by pole sampler | Individual Collection by pole sampler |  |  | Water Sampler | 2007-09-01
Individual VOA by Stainless Steel Beaker | Individual VOA by Stainless Steel Beaker |  |  | Water Sampler | 2007-09-01
Infrared Thermometer | Infrared Thermometer Gun |  |  |  | 2018-12-05
ISCO 2700 Auto Sampler | ISCO model 2700 refrigerated automatic sampler |  |  |  | 2017-08-07
ISCO Auto Sampler | ISCO Auto Sampler |  |  | Water Sampler | 2012-09-25
ISCO Pump | ISCO Pump |  |  | Water Sampler | 2013-11-11
ISCO Pump, hand filled | Water pumped using ISCO pump, container hand filled |  |  | Water Sampler | 2012-09-25
IVILC_Hydrolab HL4 | Hydrolab HL4 |  |  | Field Probe | 2023-02-21
Kings River Water Association River Gage | Kings River Water Association River Gage |  |  | Field Prob | 2016-05-20
Kings-Flow | Flow |  |  | Field Prob | 2016-05-20
Kings-YSI_30_EC_Temp | YSI_30 | 99H0677 AC |  | Field Prob | 2011-03-24
Kings-YSI_550A_DO | YSI_550A |  |  | Field Prob | 2011-03-24
Kings-YSI_60_pH | YSI_60 | 06F2599 |  | Field Prob | 2011-03-24
Klamath-Tribes Hydrolab4a | Hydrolab4a |  |  | Field Probe | 2016-05-20
Klamath-Tribes Li-Cor Light Meter | Li-Cor Light Meter w/spherical quantum sensors |  |  | Field Probe | 2016-05-20
Klamath-Tribes Van Dorn Sampler | Van Dorn Sampler |  |  | WaterSampler | 2014-10-06
Klamath-Tribes YSI 6000 | YSI 6000 |  |  | Field Probe | 2016-05-20
Kleinfelder YSI 556 | YSI 556 |  |  | Field Probe | 2026-01-20
Kleinfelder_General Oceanics-Model 2031 | General Oceanics, Inc. Model 2031 |  |  |  | 2016-05-20
Kleinfelder_HF Sci MicroTPI | HF Scientific Micro TPI Portable Turbidimeter |  |  |  | 2020-07-24
Kleinfelder_HF-SCI 24-231 | HF-SCI 24-231 | NR |  | Field Prob | 2011-01-06
Kleinfelder_LaMotte-2020 | LaMotte 2020 |  |  |  | 2015-07-20
Kleinfelder_YSI | YSI Multipurpose meter | NR |  | Field Prob | 2011-01-06
Kleinfelder_YSI-SPP1 | YSI Professional Plus Meter | NR |  | Field Probe | 2019-07-09
Kleinfelder_YSI-SPP2 | YSI Professional Plus Meter | NR |  | Field Probe | 2019-07-09
KRCD YSI ProQuatro | YSI ProQuatro Multimeter |  |  |  | 2024-07-16
KRCD-FieldProbe | FieldProbe |  |  | Field Prob | 2008-01-01
LA SBE 9/11 | Seabird 9/11 |  |  |  | 2016-05-20
LACSD_Sea-Bird SBE 911plus CTD | Sea-Bird SBE 911plus CTD |  |  | Field Probe | 2026-07-15
LaMott2020 | LaMotte Turbidimeter |  |  |  | 2016-05-20
LaMottDA-LR | LaMotte Conductivity |  |  |  | 2016-05-20
LaMotte Alkalinity Test Kit | LaMotte Alkalinity Test Kit |  |  |  | 2017-04-07
LaMotte DA-LR | Salinity Meter |  |  |  | 2016-05-20
LaMotte DO Titration Kit | LaMotte Dissolved Oxygen Titration Kit |  |  |  | 2019-01-04
LaMotte-01 | Turbidity meter |  |  |  | 2016-05-20
LCWRD HACH 2100Q Portable Turbidimeter | HACH 2100Q Portable Turbidimeter |  |  |  | 1900-01-01
LCWRD HACH Color Test Kit Model C0-1 | HACH Color Test Kit Model C0-1 |  |  |  | 1900-01-01
LCWRD Secchi Disk | Secchi Disk |  |  | Field Probe | 2016-05-20
LCWRD Vexilar LPS-1 Portable Sounder | Vexilar LPS-1 Portable Sounder |  |  |  | 1900-01-01
LCWRD YSI 556 | YSI 556 | 02E1047AV |  | Field Probe | 2016-05-20
LCWRD YSI Pro Plus | YSI Pro Plus |  |  |  | 1900-01-01
LCWRD YSI ProDSS | YSI ProDSS |  |  |  | 1900-01-01
LDSRF LaMotte 3642-SC | LaMotte 3642-SC Ammonia Nitrogen Reagent Test Kit |  |  | Water Sampler | 2012-04-30
LWA AquaTroll 400 | Aqua Troll 400 In-Situ |  |  |  | 2022-09-22
Mace_Hach AV meter SN 0 | Hach AV meter | 0 |  |  | 2016-05-20
Mace_Hach AV meter SN 6082 | Hach AV meter | 6082 |  |  | 2016-05-20
Mace_Hach AV meter SN 7022 | Hach AV meter | 7022 |  |  | 2016-05-20
Mace_Hach AV meter SN 7029 | Hach AV meter | 7029 |  |  | 2016-05-20
Mace_Hach AV meter SN 7037 | Hach AV meter | 7037 |  |  | 2016-05-20
Mace_Hach AV meter SN 7054 | Hach AV meter | 7054 |  |  | 2016-05-20
Mace_Hach AV meter SN 7103 | Hach AV meter | 7103 |  |  | 2016-05-20
Mace_Hach AV meter SN 7137 | Hach AV meter | 7137 |  |  | 2016-05-20
Mace_Hach AV meter SN 7153 | Hach AV meter | 7153 |  |  | 2016-05-20
Mace_Hach AV meter SN 7163 | Hach AV meter | 7163 |  |  | 2016-05-20
Mace_Hach AV meter SN 7191 | Hach AV meter | 7191 |  |  | 2016-05-20
Mace_Hach AV meter SN 7212 | Hach AV meter | 7212 |  |  | 2016-05-20
MBARI-JL 2.5L Niskin | 2.5L Niskin |  |  | Water Sampler | 2016-05-20
MBARI-JL Carboy 20L | Carboy 20L |  |  | Water Sampler | 2013-07-24
MBARI-JL DuraFET | DuraFET |  |  | Field Probe | 2016-05-20
MBARI-JL Seabird SBE 16 plus CTD | Seabird SBE 16 plus CTD |  |  | Field Probe | 2016-05-20
MBC Eureka-Manta 2 Sub3 | Eureka-Manta WQ multiprobe |  |  |  | 2020-10-08
MBC Seabird 19 Plus V2 | Seabird 19 WQ profiler |  |  |  | 2020-09-30
MBC Seabird 25 | Seabird 25 WQ profiler |  |  |  | 2020-09-30
MBC_HOBO_V2_Logger | HOBO V2 Water Temperature Logger |  |  |  | 2024-08-02
MBC_PlanktonNet | Plankton Net |  |  |  | 2016-05-20
MBNEP AutoLevel | Hach 2100Q |  |  |  | 2016-05-20
MBNEP_ALK_MBV_1 | LaMotte Alkalinity | 141406 |  |  | 2014-02-07
MBNEP_DOE_MBV_5 | YSI 85 | 07M100130 |  |  | 2016-05-20
MBNEP_FLO_MBV_1 | Marsh McBirney Flow Mate 2000 | 2005005 |  |  | 2016-05-20
MBNEP_FLO_MBV_2 | Marsh McBirney Flow Mate 2000 | 20055371 |  |  | 2016-05-20
MBNEP_PHEL_MBV_4 | Oakton ph Testr 30 | 683282 |  |  | 2016-05-20
MBNEP_TUN_MBV_3 | Hach 2100P Turbidimeter | 10030C040217 |  |  | 2016-05-20
MBNEP-ALK-MBV-1 | LaMotte Alkalinity Field Kit | 4533-01 |  |  | 2014-12-08
MBNEP-COL-MBV-1 | HACH DR/890 |  |  | Field Probe | 2016-05-20
MBNEP-COL-MBV-2 | HACH DR/900 |  |  | Field Probe | 2016-05-20
MBNEP-DOE-MBV-10 | YSI 2030 |  |  |  | 2016-11-21
MBNEP-DOE-MBV-11 | YSI 2030 |  |  | Field Probe | 2022-03-01
MBNEP-DOE-MBV-12 | YSI ProQuatro | 23A105442 |  | Field Probe | 2023-06-13
MBNEP-DOE-MBV-13 | YSI ProQuatro | 23A105443 |  | Field Probe | 2023-06-14
MBNEP-DOE-MBV-4 | YSI 85 |  |  | Field Probe | 2016-05-20
MBNEP-DOE-MBV-5 | YSI 85 |  |  | Field Probe | 2016-05-20
MBNEP-DOE-MBV-6 | YSI 85 |  |  | Field Probe | 2016-05-20
MBNEP-DOE-MBV-7 | YSI 85 |  |  | Field Probe | 2016-05-20
MBNEP-DOE-MBV-8 | YSI Pro 2030 | 16B103106 |  | Field Probe | 2016-04-05
MBNEP-DOE-MBV-9 | YSI Pro 2030 | 16C101350 |  | Field Probe | 2016-04-05
MBNEP-DOE-MBV-YSI55 | YSI 85 |  |  | Field Probe | 2016-05-20
MBNEP-DOE-MBV-YSI85 | YSI 85 |  |  | Field Probe | 2016-05-20
MBNEP-EC-MBV | Hanna or Oakton |  |  | Field Probe | 2014-09-23
MBNEP-EXO-MBV-1 | YSI Multiparameter Sonde (Cond/Temp, DO, pH, depth) |  |  | Field Probe | 2021-10-22
MBNEP-EXO-MBV-2 | YSI EXO3 Multiparameter Sonde | 22J106064 |  | Field Probe | 2023-06-14
MBNEP-EXO-MBV-3 | YSI EXO3 Multiparameter Sonde | 23A105128 |  | Field Probe | 2023-06-14
MBNEP-EXO-MBV-4 | YSI EXO3 Multiparameter Sonde | 23A105129 |  | Field Probe | 2023-06-14
MBNEP-EXO-MBV-5 | YSI EXO3 Multiparameter Sonde | 23B100227 |  | Field Probe | 2023-06-14
MBNEP-EXO-MBV-6 | YSI EXO3 Multiparameter Sonde | 23B100228 |  | Field Probe | 2023-06-14
MBNEP-FLOW-MBV-1 | Marsh-McBirney Flowmate 2000 |  |  | Field Probe | 2016-05-20
MBNEP-FLOW-MBV-2 | Marsh-McBirney Flowmate 2000 |  |  | Field Probe | 2016-05-20
MBNEP-FLOW-MBV-3 | HACH FH950 Portable Velocity Meter |  |  | Field Probe | 2021-10-22
MBNEP-FLOW-MBV-4 | HACH FH950 Portable Velocity Meter | 212571004972 |  | Field Probe | 2021-12-22
MBNEP-FLOW-MBV-5 | HACH FH950 Portable Velocity Meter |  |  | Field Probe | 2024-09-30
MBNEP-FLOW-MBV-FloMate | Marsh-McBirney Flowmate 2000 |  |  | Field Probe | 2016-05-20
MBNEP-FLOW-MBV-GurleyPygmy | Gurley Precision Instruments Pygmy |  |  | Field Probe | 2016-05-20
MBNEP-HACH 2100Q | HACH 2100Q Turbidimeter |  |  | Field Probe | 2021-09-03
MBNEP-HACH DR 900 | HACH DR 900 |  |  | Field Kit | 2016-05-20
MBNEP-HACH FH950 | HACH FH950 Portable Velocity Meter |  |  | Field Probe | 2021-09-03
MBNEP-NO3-MBV-LaMotte | La Motte Kit Nitrates | 3354 |  | Field Probe | 2014-09-23
MBNEP-PHEL-MBV | Oakton pH Testr 30 |  |  | Field Probe | 2016-05-20
MBNEP-PHEL-MBV-10 | Oakton pH Testr 30 |  |  | Field Probe | 2016-05-20
MBNEP-PHEL-MBV-11 | Oakton pH Testr 30 | 2446021 |  | Field Probe | 2016-04-05
MBNEP-PHEL-MBV-12 | Oakton pH Testr 30 | 2427890 |  | Field Probe | 2016-04-05
MBNEP-PHEL-MBV-13 | Oakton pH Testr 30 | 2677284 |  |  | 2018-06-04
MBNEP-PHEL-MBV-14 |  | 2823824 |  | Field Probe | 2019-08-28
MBNEP-PHEL-MBV-8 | Oakton pH Testr 30 |  |  | Field Probe | 2016-05-20
MBNEP-PHEL-MBV-9 | Oakton pH Testr 30 |  |  | Field Probe | 2016-05-20
MBNEP-PHST-MBV-VARIOUS | Macherey-Nagel pH-Fix 4.5 - 10.0 pH strips |  |  | Field Probe | 2014-09-23
MBNEP-PO4-MBV-HANNA | Hanna HI 93713 |  |  | Field Probe | 2014-09-24
MBNEP-PO4-MBV-LAMOTTE | La Motte Kit 3121-01 |  |  | Field Kit | 2014-09-24
MBNEP-PO4-MBV-YSI | YSI 9000 |  |  | Field Probe | 2016-05-20
MBNEP-SO-MBV-1 | HACH - Hydrolab MS5 Sonde |  |  | Field Probe | 2016-05-20
MBNEP-SO-MBV-10 |  | 20337805 |  | Field Probe | 2019-08-28
MBNEP-SO-MBV-11 |  | 20337807 |  | Field Probe | 2019-08-28
MBNEP-SO-MBV-12 |  | 20350855 |  | Field Probe | 2019-08-28
MBNEP-SO-MBV-13 |  | 20350856 |  | Field Probe | 2019-08-28
MBNEP-SO-MBV-14 |  | 20413516 |  | Field Probe | 2019-08-28
MBNEP-SO-MBV-15 |  | 20310132 |  | Field Probe | 2019-08-28
MBNEP-SO-MBV-16 |  | 20350842 |  | Field Probe | 2019-08-28
MBNEP-SO-MBV-2 | HACH - Hydrolab MS5 Sonde |  |  | Field Probe | 2016-05-20
MBNEP-SO-MBV-3 | Onset Hobo U26-001 | 10871201 |  | Field Probe | 2016-04-05
MBNEP-SO-MBV-4 | Onset Hobo U26-001 | 10904711 |  | Field Probe | 2016-04-05
MBNEP-SO-MBV-5 | Hobo Onset temperature sensor | 20245859 |  |  | 2018-06-04
MBNEP-SO-MBV-6 | Hobo Onset temperature sensor | 20245860 |  |  | 2018-06-04
MBNEP-SO-MBV-7 |  | 20245859 |  | Field Probe | 2019-08-28
MBNEP-SO-MBV-8 |  | 20245858 |  | Field Probe | 2019-08-28
MBNEP-SO-MBV-9 |  | 20337806 |  | Field Probe | 2019-08-28
MBNEP-TUN-MBV | HACH 2100p |  |  | Field Probe | 2016-05-20
MBNEP-TUN-MBV-1 | HACH 2100p |  |  | Field Probe | 2016-05-20
MBNEP-TUN-MBV-2 | HACH 2100p |  |  | Field Probe | 2016-05-20
MBNEP-TUN-MBV-3 | HACH 2100p |  |  | Field Probe | 2016-05-20
MBNEP-TUN-MBV-5 | HACH 2100Q Turbidimeter |  |  | Field Probe | 2021-10-22
MBNEP-TUN-MBV-6 | HACH 2100Q Turbidimeter |  |  | Field Probe | 2022-06-16
MBNEP-YSI EXO3 | YSI Multiparameter Sonde |  |  | Field Probe | 2021-09-03
MCU_Compound Weir with Telog RU33 | Compound Weir with Telog RU33 |  |  |  | 2016-03-30
MCU_Trimble S6 Robotic Total Station | Trimble S6 Robotic Total Station |  |  |  | 2016-03-30
MEC SBE 25 | Seabird 9/11 |  |  | Field Probe | 2016-05-20
MEI Global Water Flow Probe | Global Water Flow Probe |  |  |  | 2017-09-26
MEI YSI Pro Plus | YSI Pro Plus |  |  |  | 2017-09-15
MERKEL YSI EXO3 | YSI EXO3 |  |  | Field Probe | 2021-01-29
Meter Stick | Meter Stick |  |  |  | 2017-01-31
Milliopore cellulose nitrate 0.45um | Milliopore cellulose nitrate 0.45um |  |  |  | 2019-08-30
Minnow Trap | Minnow Trap |  |  |  | 2019-06-27
MLJ Conbar Dipper | Conbar Dipper |  |  | Water Sampler | 2023-10-23
MLJ Hach FH950 Flow Meter | Hach FH950 Flow Meter |  |  | Field probe | 2023-11-20
MLJ Hanna Turbidity Meter | Hanna Turbidity Meter |  |  | Field Prob | 2023-10-23
MLJ YSI #10 | YSI ProPlus | 17M103010 |  |  | 2018-02-14
MLJ YSI #11 | YSI ProPlus | 19A102062 |  |  | 2019-02-04
MLJ YSI #12 | YSI ProPlus | 19A102063 |  |  | 2019-02-04
MLJ YSI #13 | YSI ProQuatro | 24M102219 |  | Field Probe | 2025-03-31
MLJ YSI #2 | YSI 556 | O7A894AF |  | Field Prob | 2008-01-01
MLJ YSI #3 | YSI 556 | O7K101587 |  | Field Prob | 2008-01-01
MLJ YSI #4 | YSI 556 | O7K101586 |  | Field Prob | 2008-01-01
MLJ YSI #5 | YSI ProPlus | 11B100290 |  | Field Prob | 2011-08-11
MLJ YSI #6 | YSI ProPlus | 11A100914 |  | Field Prob | 2011-08-11
MLJ YSI #7 | YSI ProPlus | 11B101496 |  | Field Prob | 2011-08-11
MLJ YSI #8 | YSI ProPlus | 15F103904 |  | Field Prob | 2016-05-20
MLJ YSI #9 | YSI ProPlus | 15F103905 |  | Field Prob | 2016-05-20
MLJ_CastNet_1 | Cast Net 1.25" Square 2.5" Stretch |  |  | TissueCollection | 2024-12-02
MLJ-LLC 3L PTFE bottle | 3L PTFE bottle |  |  | Water Sampler | 2010-03-30
MLJ-LLC Eckman | Eckman |  |  | Sediment sampler | 2008-12-10
MLJ-LLC Marsh-McBirney unk | Marsh-McBirney flow meter |  |  | Field prob | 2016-05-20
MLML_AADI_Oxygen_Optode_3835 | Aanderaa Oxygen Sensor 3835 |  |  |  | 2024-08-27
MLML_Seabird_SUNA_V2_Nitrate | Sea-Bird Scientific SUNA V2 Nitrate Sensor |  |  |  | 2024-08-27
MLML_Seabird_WETStar_Fluorometer | Sea-Bird Scientific WETStar Fluorometer |  |  |  | 2024-08-27
MLML_Turner_C_Sense_pCO2 | Turner C-sense In Situ pCO2 Sensor |  |  |  | 2024-08-27
MLML-TM DuraFET | DuraFET |  |  | Field Probe | 2016-05-20
MLML-TM GO-FLO sampling bottle | GO-FLO sampling bottle |  |  | Water Sampler | 2012-09-25
MLML-TM Seabird SBE 19 | Seabird SBE 19 |  |  | Field Probe | 2016-05-20
Mod. VanVeen Grab_0.05m2 | Mod. Van Veen Grab (0.05m2) |  | Area | Sediment Sampler | 2016-05-20
Model 15-D Backpack Electrofisher | Model 15-D Backpack Electrofisher |  |  | TissueCollection | 2016-05-20
Model 7.5 GPP Boat Electrofisher | Model 7.5 GPP Boat Electrofisher |  |  | TissueCollection | 2016-05-20
MODID_Hanna HI93703 | Hanna HI93703 | NR |  | Field Prob | 2011-01-04
MODID_ISSCO 4220 | ISSCO 4220 | NR |  | Field Prob | 2016-05-20
MODID_Stevens Type F Chart Recorder | Stevens Type F Chart Recorder | NR |  | Field Prob | 2011-01-04
MODID_YSI 556 | YSI 556 | NR |  | Field Prob | 2011-01-04
MODID_YSI 600XL | YSI 600XL | NR |  | Field Prob | 2011-01-04
ModocRCD_YSI Model 63 | YSI Model 63 |  |  | Field Probe | 2020-01-10
MPCA Integrated Sampling Device | Integrated Sampling Device |  |  | Water Sampler | 2012-05-17
MPSL-DFW 2020 LaMotte #1 | LaMotte 2020 Turbidimeter |  |  | Field Probe | 2016-05-20
MPSL-DFW 2020 LaMotte #2 | LaMotte 2020 Turbidimeter |  |  | Field Probe | 2016-05-20
MPSL-DFW 2020 LaMotte unknown | LaMotte 2020 Turbidimeter |  |  | Field Probe | 2016-05-20
MPSL-DFW 2020t LaMotte #1 | LaMotte 2020t Portable Turbidity Meter | 6079-1026 |  | Field Probe | 2026-04-14
MPSL-DFW 2020t LaMotte #2 | LaMotte 2020t Portable Turbidity Meter | 6096-1226 |  | Field Probe | 2026-04-14
MPSL-DFW Acrylic Kemmerer 2.2L | Acrylic Kemmerer Sampler |  |  | Water Sampler | 2016-05-20
MPSL-DFW Beach Seine #1 | Beach Seine 100' long 6' tall |  |  | TissueCollection | 2016-07-13
MPSL-DFW Beach Seine #2 | Beach Seine 20' long 6' tall |  |  | TissueCollection | 2016-07-13
MPSL-DFW Digemeter CMD 900 | Digemeter CMD 900 |  |  | Field Probe | 2016-05-20
MPSL-DFW Eckman Grab | Eckman Grab Sampler |  |  | Sediment Sampler | 2007-09-01
MPSL-DFW Gravity Corer | Gravity Corer |  |  | Sediment Sampler | 2016-05-20
MPSL-DFW Marsh-McBirney Flow Meter | Marsh-McBirney Flow Meter |  |  | Field Probe | 2016-05-20
MPSL-DFW Mod.VanVeen Grab-Sngl_0.05m2 | Mod. Van Veen Grab-Single |  |  | Sediment Sampler | 2025-06-30
MPSL-DFW Oakton pH meter | Oakton pH meter |  |  | Field Probe | 2016-05-20
MPSL-DFW OTT MF Pro | OTT MF Pro Flow Meter | 336787 |  | Field Probe | 2026-04-09
MPSL-DFW pH Meter Extech Instruments | Extech Instruments |  |  | Field Probe | 2016-05-20
MPSL-DFW pH Tester 3 | pH Tester |  |  | Field Probe | 2011-04-19
MPSL-DFW Scientific Instr. Inc. Price Type AA | Scientific Instr. Inc. Price Type AA |  |  | Field Probe | 2016-05-20
MPSL-DFW Scientific Instr. Inc. Price Type Mini | Scientific Instr. Inc. Price Type Mini |  |  | Field Probe | 2016-05-20
MPSL-DFW Scientific Instr. Inc. unknown | Scientific Instr. Inc |  |  | Field Probe | 2016-05-20
MPSL-DFW SWI Core from Mod.VanVeen Grab-sng_0.05m2 | sediment water interface cores collected from grab |  |  | Sediment Sampler | 2016-05-20
MPSL-DFW Titration - LaMotte Field Kit | LaMotte Alkalinity Field Kit |  |  | Field Probe | 2009-12-16
MPSL-DFW Turner AquaFlash Fluorometer #1 | Turner AquaFlash Handheld Fluorometer | 8600194 |  | Field Probe | 2025-04-02
MPSL-DFW YSI EXO1 | YSI EXO1 Multiparameter Sonde |  |  | Field Probe | 2025-02-19
MPSL-DFW YSI Meter 600 XL #1 | YSI 600 |  |  | Field Probe | 2016-05-20
MPSL-DFW YSI Meter 600 XL #2 | YSI 600 |  |  | Field Probe | 2016-05-20
MPSL-DFW YSI Meter 600 XL #3 | YSI 600 |  |  | Field Probe | 2016-05-20
MPSL-DFW YSI Meter 600 XL #4 | YSI 600 |  |  | Field Probe | 2016-07-11
MPSL-DFW YSI Meter 600 XL unk | YSI 600 |  |  | Field Probe | 2016-05-20
MPSL-DFW YSI Meter 6600 | YSI 6600 |  |  | Field Probe | 2016-05-20
MPSL-DFW YSI Meter 6820 | YSI 6820 |  |  | Field Probe | 2016-05-20
MPSL-DFW YSI Meter EXO1 | YSI EXO1 |  |  | Field Probe | 2016-05-20
MPSL-DFW YSI Meter ProODO | YSI ProODO |  |  | Field Probe | 2016-07-11
MPSL-DFW YSI ProDSS | YSI ProDSS |  |  | Field Probe | 2025-02-19
MPSL-DFW YSI ProDSS #1 | YSI ProDSS with sensors for temperature, salinity, TDS, specific conductivity, DO, pH, and chlorophyll-a | 24J101083 |  | Field Probe | 2025-04-02
MPSL-DFW_BackPackShocker | Smith & Root BackPackShocker |  |  | TissueCollection | 2016-05-20
MPSL-DFW_BackPackShocker_BatteryOp | Smith & Root BackPackShocker_BatteryOp |  |  | TissueCollection | 2016-05-20
MPSL-DFW_BackPackShocker_GasOp | Smith & Root BackPackShocker_GasOp |  |  | TissueCollection | 2016-05-20
MPSL-DFW_Bag | Bag |  |  |  | 2013-08-12
MPSL-DFW_BeachSeine | Beach Seine |  |  |  | 2016-05-20
MPSL-DFW_CastNet_1 | Cast Net 1.0" Stretch 10' |  |  | TissueCollection | 2023-09-19
MPSL-DFW_CastNet_2 | Cast Net 3/4" Stretch 18' |  |  | TissueCollection | 2023-09-19
MPSL-DFW_CastNet_3 | Cast Net 3/8" Stretch 6' |  |  | TissueCollection | 2023-09-19
MPSL-DFW_CastNet_4 | Cast Net 3/8" Stretch 5' |  |  | TissueCollection | 2023-09-19
MPSL-DFW_CastNet_5 | Cast Net 2" Stretch 12' |  |  | TissueCollection | 2023-09-19
MPSL-DFW_CastNet_Bait | Cast Net 1.0 Stretch 10' |  |  | TissueCollection | 2016-05-20
MPSL-DFW_CastNet_Bait#1 | Cast Net 1.0 Stretch 10' |  |  | TissueCollection | 2016-05-20
MPSL-DFW_CastNet_Bait#2 | Cast Net 1.0 Stretch 12' |  |  | TissueCollection | 2016-05-20
MPSL-DFW_CrayfishTrap | CrayfishTrap |  |  | TissueCollection | 2008-02-22
MPSL-DFW_DipNet | DipNet |  |  | TissueCollection | 2016-05-20
MPSL-DFW_Eboat_BigE | Smith & Root Electric Shock Boat (Economy Model) |  | Length | TissueCollection | 2016-05-20
MPSL-DFW_Eboat_GhettoBlasta | USEPA RaftShocker generator on any MPSL-DFW vessel |  |  | TissueCollection | 2016-05-12
MPSL-DFW_Eboat_LittleE | Smith & Root Electric Shock Boat (SR14S) |  | Length | TissueCollection | 2016-05-20
MPSL-DFW_Eboat_Masta-Blasta | Smith & Root Electric Shock Boat (SR-16H) |  | Length | TissueCollection | 2016-05-20
MPSL-DFW_FishTrap | Fish Trap |  |  | TissueCollection | 2010-05-13
MPSL-DFW_FykeNet | Fyke Net |  |  | TissueCollection | 2016-05-20
MPSL-DFW_Net_10 | Net 3" Stretch 100m long 8' deep |  |  | TissueCollection | 2014-05-09
MPSL-DFW_Net_11 | Net 2.0" Stretch 120' long 8' deep |  |  | TissueCollection | 2014-10-14
MPSL-DFW_Net_12 | Net 2.0" Stretch 300' long 8' deep |  |  | TissueCollection | 2014-10-14
MPSL-DFW_Net_13ComboPanel | Net Combo Panel 1.5", 2.0", 2.5" Stretch 200' long 8' deep |  |  | TissueCollection | 2016-07-11
MPSL-DFW_Net_17 | Net 5 1/2" Stretch 300' long 8' deep |  |  | TissueCollection | 2017-06-15
MPSL-DFW_Net_18 | Net 4 1/2" Stretch 300' long 8' deep |  |  | TissueCollection | 2017-06-15
MPSL-DFW_Net_19 | Net 2.0" Stretch 300' long 6' deep |  |  | TissueCollection | 2018-04-25
MPSL-DFW_Net_1ComboPanel | Net Combo Panel 1.5", 2", 3" Stretch |  | Length | TissueCollection | 2009-04-22
MPSL-DFW_Net_1ComboPanel | Net Combo Panel 1.5", 2", 3" Stretch |  | Stretch | TissueCollection | 2009-04-22
MPSL-DFW_Net_20 | Net 2" Stretch 200' long 8' deep |  |  | TissueCollection | 2021-08-05
MPSL-DFW_Net_2ComboPanel | Net Combo Panel 7", 5" Stretch |  | Length | TissueCollection | 2009-04-22
MPSL-DFW_Net_2ComboPanel | Net Combo Panel 7", 5" Stretch |  | Stretch | TissueCollection | 2009-04-22
MPSL-DFW_Net_3(100m, 8.5") | Net 8.5" Stretch |  | Stretch | TissueCollection | 2009-04-22
MPSL-DFW_Net_3(100m, 8.5") | Net 8.5" Stretch |  | Length | TissueCollection | 2009-04-22
MPSL-DFW_Net_4ComboPanel | Net Combo Panel 7", 5" Stretch |  | Length | TissueCollection | 2009-04-22
MPSL-DFW_Net_4ComboPanel | Net Combo Panel 7", 5" Stretch |  | Stretch | TissueCollection | 2009-04-22
MPSL-DFW_Net_5(100m, 6.0") | Net 6.0" Stretch |  | Stretch | TissueCollection | 2009-04-22
MPSL-DFW_Net_5(100m, 6.0") | Net 6.0" Stretch |  | Length | TissueCollection | 2009-04-22
MPSL-DFW_Net_6(100m, 4") | Net 4.0" Stretch |  | Stretch | TissueCollection | 2009-04-22
MPSL-DFW_Net_6(100m, 4") | Net 4.0" Stretch |  | Length | TissueCollection | 2009-04-22
MPSL-DFW_Net_7 | Net 2" Stretch 66m long 2m deep |  |  | TissueCollection | 2011-03-08
MPSL-DFW_Net_8 | Net 3" Stretch 100m long 8' deep |  |  | TissueCollection | 2011-03-08
MPSL-DFW_Net_9 | Net 2" Stretch 100m long 6' deep |  |  | TissueCollection | 2011-03-08
MPSL-DFW_OtterTrawl_12 | Otter Trawl 12' |  | Length | TissueCollection | 2016-05-20
MPSL-DFW_OtterTrawl_16 | Otter Trawl 16' |  | Length | TissueCollection | 2016-05-20
MPSL-DFW_PlanktonNet | Wildco 363um mesh plankton net with 8x20" |  |  | TissueCollection | 2020-11-09
MPSL-DFW_PlanktonNet_125 | 125um mesh Zooplankton Net |  |  | TissueCollection | 2021-05-27
MPSL-DFW_PlanktonNet_150 | 150um mesh Zooplankton Net |  |  | TissueCollection | 2021-07-14
MPSL-DFW_PlanktonNet_64 | 64um mesh Phytoplankton Net |  |  | TissueCollection | 2021-05-27
MPSL-DFW_PokePole | Poke Pole |  |  | TissueCollection | 2026-07-28
MPSL-DFW_PoleSpears | Pole Spears |  |  | TissueCollection | 2009-04-22
MPSL-DFW_Teflon_Kemmerer | WildCo Teflon Kemmerer Sampler |  |  | Water Sampler | 2020-07-16
MPSL-DFW_TrotLine_1 | Thirty-hook Trot Line 100 ft long 1 ft apart |  |  | TissueCollection | 2016-05-20
MPSL-MLML Hook & Line | MPSL-MLML Hook & Line |  |  | Tissue Sampler | 2016-05-20
MPSL-MLML Hydrolab | Hydrolab Surveyor 4a |  |  | Field Probe | 2016-05-20
MPSL-MLML Li-Cor Light Meter | Li-Cor Light Meter w/spherical quantum sensors |  |  | Field Probe | 2016-05-20
MPSL-MLML Midwater Trawl | DFG Fish Survey Midwater trawl (0.5" stretch cod end) |  |  | TissueCollection | 2008-09-02
MPSL-MLML Mod.VanVeen Grab-Dbl_0.05m2, 0.05m2 | Mod. Van Veen Grab-Double |  | Area | Sediment Sampler | 2016-05-20
MPSL-MLML Mod.VanVeen Grab-Sngl_0.05m2 | Mod. Van Veen Grab-Single |  | Area | Sediment Sampler | 2025-06-30
MPSL-MLML Mod.VanVeen Grab-Sngl_0.1m2 | Mod. Van Veen Grab-Single |  |  | Sediment Sampler | 2025-06-30
MPSL-MLML Net 1 | MPSL-MLML Net 1 (3.75"sq.x300'twine) |  |  | TissueCollection | 2008-09-02
MPSL-MLML Net 10 | Attached Nets 2 (4"sq.x300'multifilament), 3 (5"sq.x300'nylon), & 8 (3.0"sq.x300'monofilament) |  |  | TissueCollection | 2008-09-02
MPSL-MLML Net 11 | DFG Sturgeon Tagging net (7" mesh) from ship New Alosa |  |  | TissueCollection | 2008-09-02
MPSL-MLML Net 12 | DFG Sturgeon Tagging net (6" mesh) from ship Striper II |  |  | TissueCollection | 2008-09-02
MPSL-MLML Net 13 | Attached Nets 4 (3.75"sq.x300'trammel) & 5 (2.5"sq.x300'monofilament) |  |  | TissueCollection | 2016-05-20
MPSL-MLML Net 14 | 1" stretch monofilament net |  |  |  | 2009-02-12
MPSL-MLML Net 15 | 4" square nylon net |  |  |  | 2009-02-12
MPSL-MLML Net 16 | 4" square nylon trammel net |  |  |  | 2016-05-20
MPSL-MLML Net 17 | 4" stretch monofilament net |  |  |  | 2009-02-12
MPSL-MLML Net 2 | MPSL-MLML Net 2 (4"sq.x300'multifilament) |  |  | TissueCollection | 2008-09-02
MPSL-MLML Net 3 | MPSL-MLML Net 3 (5"sq.x300'nylon) |  |  | TissueCollection | 2008-09-02
MPSL-MLML Net 4 | MPSL-MLML Net 4 (3.75"sq.x300'trammel) |  |  | TissueCollection | 2016-05-20
MPSL-MLML Net 5 | MPSL-MLML Net 5 (2.5"sq.x300'monofilament) |  |  | TissueCollection | 2008-09-02
MPSL-MLML Net 6 | MPSL-MLML Net 6 (2.0"sq.x300'monofilament) |  |  | TissueCollection | 2008-09-02
MPSL-MLML Net 8 | MPSL-MLML Net 8 (3.0"sq.x300'monofilament) |  |  | TissueCollection | 2008-09-02
MPSL-MLML Net 9 | Attached Nets 2 (4"sq.x300'multifilament) & 3 (5"sq.x300'nylon) |  |  | TissueCollection | 2008-09-02
MPSL-MLML Oakton ORP 10 Testr | Oakton ORP 10 Testr |  |  |  | 2018-03-26
MPSL-MLML Oakton ORP 50 Testr | Oakton ORP 50 Testr |  |  | Field Probe | 2020-09-28
MPSL-MLML Oakton pH 30 Testr #1 | Oakton pH 30 Testr #1 |  |  |  | 2018-03-19
MPSL-MLML Oakton pH 30 Testr #2 | Oakton pH 30 Testr #2 |  |  |  | 2018-03-19
MPSL-MLML Oakton pH 30 Testr #4 | Oakton ph 30 Testr |  |  | Field Probe | 2023-10-04
MPSL-MLML Otter Trawl | MPSL-MLML Otter Trawl [14.8 m (16ft) length, 3.81 cm stretch body mesh, 3.5 cm stretch bag mesh] |  |  | TissueCollection | 2016-05-20
MPSL-MLML Otter Trawl2 | Otter Trawl 4.8 m (16ft) shrimp net, 3.81 cm stretch body mesh, 3.5 cm stretch bag mesh; 22.8m bridl |  |  | Tissue Collection | 2016-05-20
MPSL-MLML Stainless Steel Kemmer | Stainless Steel Kemmer Sampler |  |  | Water Sampler | 2007-09-01
MPSL-MLML Stainless Steel Kemmerer | Stainless Steel Kemmerer Sampler |  |  | Water Sampler | 2014-05-01
MPSL-MLML WTW Multi 340i | WTW Multi 340i |  |  |  | 2018-03-19
MPSL-MLML_CastNet | Cast Net 1.0 Stretch 12' |  |  | TissueCollection | 2016-08-31
MPSL-MLML_Net_1in_mono | Net 1"sq monofilament |  |  |  | 2011-01-05
MPSL-MLML_Net_2_25in multifilament | Net 2.25"sq multifilament |  |  |  | 2011-01-05
MPSL-MLML_Net_2_6in multifilament | Net 2.6"sq multifilament |  |  | TissueCollection | 2015-04-15
MPSL-MLML_Net_3in monofilament | Net 3"sq monofilament |  |  |  | 2011-01-05
MPSL-MLML_Net_4in multifilament | Net 4"sq multifilament |  |  |  | 2011-01-05
MPSL-MLML_Net_4in nylon | Net 4" sq nylon |  |  | TissueCollection | 2015-04-15
MPSL-MLML_Net_4in_5in combo | Net 4" sq and 5"sq combination |  |  |  | 2011-01-05
MPSL-MLML_Net_5in nylon | Net 5"sq nylon |  |  |  | 2011-01-05
MPSL-MLML_OtterTrawl_16 | Otter Trawl 16' |  |  |  | 2016-05-20
MPSL-MLML_Seine | Seine 100' length, 4' deep, 0.25" mesh |  |  | TissueCollection | 2016-08-31
MPSL-MLML_Trammel_3_75in nylon | Trammel Net 3.75" sq nylon |  |  |  | 2016-05-20
MTS AquaTroll 600 | Aqua Troll 600 In-Situ |  |  | Field Probe | 2022-10-12
MTS Hach FH950 | Hach FH950 Flow Meter |  |  | Field Probe | 2022-10-12
MULIT-SDBK-02 | Horiba Conductivity Meter |  |  |  | 2016-05-20
MULTI-SDBK-02 | Horiba Turbidity Meter |  |  |  | 2016-05-20
MUM-SSI-1 | YSI ProDSS Multiparameter Digital Water Quality Meter |  |  | Field Probe | 2024-10-04
MU-SGC-01 | Conductivity Meter |  |  |  | 2016-05-20
Myron pt2 | Myron pH temperature meter |  |  |  | 2018-12-11
NAPARCD Meter | Meter |  |  | Field Prob | 2009-10-14
NAPARCD_OAKTON | OAKTON | NR |  | Field Prob | 2010-08-18
NAPARCD_YSI 85 | YSI 85 | NR |  | Field Prob | 2010-08-18
NBMS-02-08 | Oakton Low Conductivity Meter |  |  |  | 2016-05-20
NCNRCD Digital Thermometer unknown | Digital Thermometer |  |  | Field Probe | 2016-05-20
NCNRCD Orbeco-Hellige Turbidimeter 966 | NCNRCD Orbeco-Hellige Turbidimeter 966 |  |  | Field Probe | 2016-05-20
NCNRCD YSI 556 Multi-probe Field Meter | YSI 556 Multi-probe |  |  | Field Probe | 2016-05-20
NCNRCD YSI 63 | YSI Water Quality Meter 63 |  |  | Field Probe | 2016-05-20
NCNRCD YSI Sonde ADV 6600 | NCNRCD YSI Sonde ADV 6600 w/ a DO probe |  |  | Field Probe | 2016-05-20
NCNRCD YSI unknown | YSI meter |  |  | Field Probe | 2016-05-20
NECWA_Hanna HI 98129 | Hanna HI 98129 |  |  |  | 2014-12-08
NECWA_Hanna HI 98198 | Hanna HI 98198 |  |  |  | 2022-05-24
NECWA_Oakton RCD-3 | Oakton RCD-3 |  |  |  | 2019-09-04
NECWA_YSI 550A | YSI 550A | NR |  | Field Prob | 2010-08-18
NECWA_YSI 556 | YSI 556 | NR |  | Field Prob | 2010-08-18
NECWA_YSI 556 MPS | YSI 556 MPS |  |  |  | 2019-09-04
NH3NC-CWC-01 | Hanna Ammonia Meter (Lo) |  |  |  | 2016-05-20
NH3N-MON-01 | Hanna Ammonia Meter (NH3-N) |  |  |  | 2016-05-20
NH3N-MON-02 | Hanna Ammonia Meter (NH3-N) |  |  |  | 2016-05-20
None | None |  |  | NR | 2009-08-19
Not Recorded | Not Recorded |  |  | NR | 2007-09-01
NSDCWMP Sampling pole w/adjustable head | Sampling pole w/adjustable head |  |  | Water Sampler | 2019-12-03
NV5_Oceanside Hach FH950 | Hach FH950 Flow Meter | 121991001175 |  | Field Probe | 2025-06-20
NV5_Oceanside YSI ProDSS | YSI ProDSS | 23K106578 |  | Field Probe | 2025-06-20
Nylon tubing/External gear pump | Nylon tubing/External gear pump |  |  | Water Sampler | 2020-10-06
Oakton ECTestr Low | Oakton ECTestr Low |  |  |  | 2019-01-04
OAKTON PC 10 | OAKTON PC 10 |  |  |  | 2016-05-20
Oakton PC Testr 35 | Oakton PC Testr 35 |  |  |  | 2018-11-08
Oakton PCTS Testr 50 | Oakton PCTS Testr 50 |  |  |  | 2019-12-28
Oakton pHtest20 - BVC 11 | Oakton pHtest20 - BVC 11 | 797387 |  | Field Probe | 2019-10-23
Oakton pHtest30 - AHL 2 | Oakton pHtest30 - AHL 2 | 2358310 |  | Field Probe | 2019-10-23
Oakton pHtest30 - BTQ 1 | Oakton pHtest30 - BTQ 1 | 1189659 |  | Field Probe | 2019-10-23
Oakton pHTestr 30 | Oakton double junction pHTestr 30 |  |  |  | 2017-03-28
Oakton pHTestr 50 | Pocket pH probe |  |  | Field Probe | 2021-02-12
OCCK-DO1 | Oakton Dissolved Oxygen Meter |  |  |  | 2016-05-20
OCCK-DO2 | Oakton Dissolved Oxygen Meter |  |  |  | 2016-05-20
OCCK-DO3 | Oakton Dissolved Oxygen Meter |  |  |  | 2016-05-20
OCCK-EC1 | Oakton ECTestr Low Conductivity Meter |  |  |  | 2016-05-20
OCCK-EC2 | Oakton ECTestr Low Conductivity Meter |  |  |  | 2016-05-20
OCCK-EC3 | Oakton ECTestr Low Conductivity Meter |  |  |  | 2016-05-20
OCCK-EC4 | Oakton ECTestr Dual Conductivity Meter |  |  |  | 2017-03-30
OCCK-EC5 | Oakton ECTestr Dual Conductivity Meter |  |  |  | 2017-03-30
OCCK-EC6 | Oakton ECTestr Dual Conductivity Meter |  |  |  | 2017-03-30
OCCK-EC8 | Oakton ECTestr Dual Conductivity Meter |  |  |  | 2017-03-30
OCCK-EC9 | Oakton ECTestr Dual Conductivity Meter |  |  |  | 2017-03-30
OCCK-ECH1 | Oakton Conductivity High |  |  |  | 2016-05-20
OCCK-ECH2 | Oakton Conductivity High |  |  |  | 2016-05-20
OCCK-ECH3 | Oakton Conductivity High |  |  |  | 2016-05-20
OCCK-pH1 | Oakton pH Meter |  |  |  | 2016-05-20
OCCK-pH2 | Oakton pH Meter |  |  |  | 2016-05-20
OCCK-pH3 | Oakton pH Meter |  |  |  | 2016-05-20
OCCK-TDS1 | Oakton TDSTestr Total Dissolved Solids Meter |  |  |  | 2017-04-18
OCCK-TDS2 | Oakton TDSTestr Total Dissolved Solids Meter |  |  |  | 2017-04-18
OCCK-TDS3 | Oakton TDSTestr Total Dissolved Solids Meter |  |  |  | 2017-04-18
OCCK-TDS4 | Oakton TDSTestr Total Dissolved Solids Meter |  |  |  | 2017-04-18
OCCK-TDS5 | Oakton TDSTestr Total Dissolved Solids Meter |  |  |  | 2017-04-18
OCCK-TDS6 | Oakton TDSTestr Total Dissolved Solids Meter |  |  |  | 2017-04-18
OCCK-TDS7 | Oakton TDSTestr Total Dissolved Solids Meter |  |  |  | 2017-04-18
OCCK-TDS8 | Oakton TDSTestr Total Dissolved Solids Meter |  |  |  | 2017-04-18
OCCK-TDS9 | Oakton TDSTestr Total Dissolved Solids Meter |  |  |  | 2017-04-18
OCCKTEMP2 | Thermometer |  |  |  | 2016-05-20
OCPW_Petite Ponar 2.4 L | Petite Ponar Sampler 6x6 |  |  | Sediment | 2024-09-05
OCSD SBE 25 | Seabird 9/11 |  |  | Field Probe | 2016-05-20
Onset_Tidbit SN 1252387 | Onset_Tidbit | 1252387 |  |  | 2016-05-20
Onset_Tidbit SN 1257266 | Onset_Tidbit | 1257266 |  |  | 2016-05-20
Onset_Tidbit SN 1262611 | Onset_Tidbit | 1262611 |  |  | 2016-05-20
Onset_Tidbit SN 1282605 | Onset_Tidbit | 1282605 |  |  | 2016-05-20
Onset_Tidbit SN 1282608 | Onset_Tidbit | 1282608 |  |  | 2016-05-20
Onset_Tidbit SN 1282609 | Onset_Tidbit | 1282609 |  |  | 2016-05-20
Onset_Tidbit SN 1282670 | Onset_Tidbit | 1282670 |  |  | 2016-05-20
Onset_Tidbit SN 1282671 | Onset_Tidbit | 1282671 |  |  | 2016-05-20
Onset_Tidbit SN 1282673 | Onset_Tidbit | 1282673 |  |  | 2016-05-20
Onset_Tidbit SN 1282676 | Onset_Tidbit | 1282676 |  |  | 2016-05-20
Onset_Tidbit SN 1282681 | Onset_Tidbit | 1282681 |  |  | 2016-05-20
Onset_Tidbit SN 1282685 | Onset_Tidbit | 1282685 |  |  | 2016-05-20
Onset_Tidbit SN 1289577 | Onset_Tidbit | 1289577 |  |  | 2016-05-20
Onset_Tidbit SN 1289579 | Onset_Tidbit | 1289579 |  |  | 2016-05-20
Onset_Tidbit SN 1289582 | Onset_Tidbit | 1289582 |  |  | 2016-05-20
Onset_Tidbit SN 1289583 | Onset_Tidbit | 1289583 |  |  | 2016-05-20
Onset_Tidbit SN 1289584 | Onset_Tidbit | 1289584 |  |  | 2016-05-20
Onset_Tidbit SN 1289585 | Onset_Tidbit | 1289585 |  |  | 2016-05-20
Onset_Tidbit SN 1289589 | Onset_Tidbit | 1289589 |  |  | 2016-05-20
Onset_Tidbit SN 1289626 | Onset_Tidbit | 1289626 |  |  | 2016-05-20
Onset_Tidbit SN 9716207 | Onset_Tidbit | 9716207 |  |  | 2016-05-20
Onset_Tidbit SN 9716210 | Onset_Tidbit | 9716210 |  |  | 2016-05-20
Onset_Tidbit SN 9716211 | Onset_Tidbit | 9716211 |  |  | 2016-05-20
Onset_Tidbit SN 9716212 | Onset_Tidbit | 9716212 |  |  | 2016-05-20
Onset_Tidbit SN 9716216 | Onset_Tidbit | 9716216 |  |  | 2016-05-20
Onset_Tidbit SN 9716217 | Onset_Tidbit | 9716217 |  |  | 2016-05-20
Onset_Tidbit SN 9716218 | Onset_Tidbit | 9716218 |  |  | 2016-05-20
Onset_Tidbit SN 9716219 | Onset_Tidbit | 9716219 |  |  | 2016-05-20
Onset_Tidbit SN 9716220 | Onset_Tidbit | 9716220 |  |  | 2016-05-20
Onset_Tidbit SN 9716221 | Onset_Tidbit | 9716221 |  |  | 2016-05-20
Onset_Tidbit SN 9716224 | Onset_Tidbit | 9716224 |  |  | 2016-05-20
Onset_Tidbit SN 9716228 | Onset_Tidbit | 9716228 |  |  | 2016-05-20
Onset_Tidbit SN 9716229 | Onset_Tidbit | 9716229 |  |  | 2016-05-20
Onset_Tidbit SN 9716231 | Onset_Tidbit | 9716231 |  |  | 2016-05-20
Onset_Tidbit SN 9716234 | Onset_Tidbit | 9716234 |  |  | 2016-05-20
OPSC-CWC-01 | LaMotte Phosphate Kit |  |  |  | 2014-07-16
Orion 102 | pH Meter |  |  |  | 2016-05-20
Orion Model 85 | Dissolved Oxygen Meter |  |  |  | 2016-05-20
Other | Other |  |  | Field Probe | 2008-11-10
Other_Eboat | Electric Shock Boat |  |  | TissueCollection | 2016-05-20
OtterTrawl | Otter Trawl |  |  | TissueCollection | 2016-05-20
Oxn_Hach_2100P | Hach 2100P ISO |  |  | Field Probe | 2022-04-01
Oxn_Hach_HQ40D | Hach HQ40D Portable Multi Meter |  |  | Field Probe | 2020-09-23
Oxn_Orion_DO_9708D | Thermo Scientific Orion 9708 DO Probe |  |  | Field Probe | 2020-09-23
Oxn_Orion_pH_A111 | Thermo Scientific Orion Star A111 pH Meter |  |  | Field Probe | 2020-09-23
Oxn_Secchi Disk | Secchi Disk |  |  | Field Probe | 2022-02-08
Passive Stormwater Samplers Nalgene 68039 | Nalgene Storm Water Sampler |  |  |  | 2014-04-10
PCTester 35 Multi-Parameter | Field pH/conductivity/temp meter |  |  |  | 2016-05-20
PCWG_Oakton EcoScan pH5 | Oakton EcoScan pH5 |  |  |  | 2015-05-22
PCWG_Price Pygmy | Price Pygmy |  |  |  | 2015-05-22
PCWG_Thermo Scientific Orion AQ4500 | Thermo Scientific Orion AQ4500 |  |  |  | 2015-05-22
PCWG_YSI Pro Plus | YSI Pro Plus |  |  |  | 2015-05-22
PDD YSI | PDD YSI |  |  |  | 2020-11-11
PDD_CampbellScientific_SCProbe | SCProbe |  |  | Field Probe | 2023-05-26
PDD_SharpCrestedWeir | Sharp Crested Weir |  |  |  | 2021-04-15
PER Hand-Held Thermometer | Hand-Held Thermometer |  |  | Field Probe | 2021-05-04
PER Hydrolab | Hydrolab DS5 Multiparameter Sonde |  |  | Field Probe | 2019-10-14
PER Hydrolab #2 | Hydrolab DS4a Multiparameter Sonde |  |  | Field Probe | 2023-08-22
PER_CC_TLT_12777-842_S/N_61649424 | Traceable® Ultra Lollipop 4378 | SN 61649424 |  |  | 2016-05-20
PER_Eckman | Eckman |  |  | Sediment Sampler | 2014-12-08
PER_Equipco_Hach_FH950_SN111100000012 | Hach FH950 Flow Meter | 111100000012 |  |  | 2024-11-13
PER_Equipco_Hach_FH950_SN193581004523 | Hach FH950 Flow Meter | 193581004523 |  |  | 2023-11-09
PER_Equipco_YSI_6600.03_04J5638AA | YSI 6600 |  |  |  | 2016-05-20
PER_FD-E-Flow_No6 SN_160221003262 | FD-E-Flow_No6 SN_160221003262 |  |  |  | 2018-01-30
PER_FD-E-Flow_No7 SN_153641003241 | Flow Meter | SN_153641003241 |  | Field Probe | 2016-08-04
PER_FM2000_SN_10076 | Flow Meter 2000 | SN_10076 |  |  | 2016-05-20
PER_FP201 Global Flow | FP201 Global Flow |  |  | Field Prob | 2016-05-20
PER_Hach FH950 #6 | Hach FH950 |  |  | Field Probe | 2018-10-30
PER_Hach FH950 #7 | Hach FH950 |  |  | Field Probe | 2025-12-09
PER_Hydrolab DS4a | PER_Hydrolab DS4a |  |  | Field Probe | 2016-05-20
PER_Hydrolab DS5 | Hydrolab DS5 |  |  |  | 2016-05-20
PER_Hydrolab DS5a #1 | Hydrolab DS5a Multiparameter Meter | R110900062145 |  |  | 2024-11-01
PER_Hydrolab DS5a #2 | Hydrolab DS5a Multiparameter Meter | R131100065290 |  |  | 2024-11-01
PER_Hydrolab SN 49211 | Hydrolab | SN 49211 |  | Field Probe | 2016-05-20
PER_Hydrolab SN 500049 | Hydrolab | SN 500049 |  | Field Probe | 2016-05-20
PER_Hydrolab_DS5_R050600042596 | Hydrolab DS5 datasonde |  |  | Field Probe | 2016-05-20
PER_MultiMeter | MultiMeter |  |  | Field Probe | 2018-06-05
PER_SW2100 SN_006807 | Swoffer model 2100 | SN 006807 |  |  | 2016-05-20
PER_Swoffer #1 | Swoffer |  |  | Field Prob | 2016-05-20
PER_Swoffer #2 | Swoffer | 006806 |  | Field Prob | 2016-05-20
PER_Swoffer #3 | Swoffer #3 |  |  |  | 2016-05-20
PER_Swoffer #4 | Swoffer #4 |  |  |  | 2016-06-02
PER_Swoffer #5 | Swoffer #5 |  |  |  | 2016-04-15
PER_Swoffer #6 | Swoffer #6 |  |  |  | 2019-09-04
PER_Swoffer #7 | Swoffer #7 |  |  |  | 2016-06-02
PER_Swoffer 2100 | Swoffer 2100 |  |  |  | 2016-05-20
PER_Thermo Scientific Orion Star A Series | Thermo Scientific Orion Star A Series | G10241 |  |  | 2022-09-27
PER_Thermo Scientific Orion Star A221 | Thermo Scientific Orion Star A221 | K13204 |  |  | 2022-09-27
PER_Thermo Scientific Orion Star A322 | Thermo Scientific Orion Star A322 |  |  |  | 2020-05-19
PER_Thermo Scientific Orion Star A323 | Thermo Scientific Orion Star A323 | G10974 |  |  | 2022-09-27
PER_Thermometer | Thermometer |  |  | Field Probe | 2019-03-26
PER_Turner FluoroSense #1 | Turner Designs FluoroSense Handheld Fluorometer | Z8600055 |  |  | 2024-11-01
PER_Velocimeter | Velocimeter |  |  | Field Probe | 2019-03-26
PER_VWR Lollipop 107A | VWR Lollipop 107A |  |  |  | 2022-05-24
PER_VWR Lollipop 112A | VWR Lollipop 112A |  |  |  | 2020-05-19
PER_VWR Lollipop 114A | VWR Lollipop 114A |  |  |  | 2022-05-24
PER_VWR Lollipop 118A | VWR Lollipop 118A |  |  |  | 2021-02-01
PER_VWR Lollipop 120A | VWR Lollipop 120A |  |  |  | 2022-05-24
PER_VWR Lollipop 121A | VWR Lollipop 121A |  |  |  | 2022-05-24
PER_VWR Lollipop 128A | VWR Lollipop 128A |  |  |  | 2022-05-24
PER_VWR Lollipop 130A | VWR Lollipop Thermometer |  |  | Field Probe | 2025-03-03
PER_VWR Lollipop 133A | VWR Lollipop Thermometer |  |  | Field Probe | 2025-06-02
PER_VWR Lollipop 138A | VWR Lollipop Thermometer |  |  | Field Probe | 2025-06-02
PER_VWR Lollipop 143A | VWR Lollipop Thermometer |  |  | Field Probe | 2025-03-03
PER_VWR Lollipop 148A | VWR Lollipop Thermometer |  |  | Field Probe | 2025-03-03
PER_VWR Lollipop 159A | VWR Lollipop Thermometer |  |  | Field Probe | 2024-09-06
PER_VWR Lollipop 163A | VWR Lollipop Thermometer |  |  | Field Probe | 2025-12-09
PER_VWR Lollipop 169A | VWR Lollipop Thermometer |  |  | Field Probe | 2025-08-28
PER_VWR Lollipop 173A | VWR Lollipop Thermometer |  |  | Field Probe | 2025-08-28
PER_VWR Lollipop 174A | VWR Lollipop Thermometer |  |  | Field Probe | 2026-07-06
PER_VWR Lollipop 179A | VWR Lollipop Thermometer |  |  | Field Probe | 2026-07-06
PER_VWR Lollipop 181A | VWR Lollipop Thermometer |  |  | Field Probe | 2025-12-09
PER_VWR Lollipop 182A | VWR Lollipop Thermometer |  |  | Field Probe | 2025-12-09
PER_VWR Lollipop 188A | VWR Lollipop Thermometer |  |  | Field Probe | 2025-12-09
PER_VWR Lollipop 189A | VWR Lollipop Thermometer |  |  | Field Probe | 2025-12-09
PER_VWR Lollipop 198A | VWR Lollipop Thermometer |  |  | Field Probe | 2026-07-06
PER_VWR Lollipop 199A | VWR Lollipop Thermometer |  |  | Field Probe | 2026-07-06
PER_VWR Lollipop 201A | VWR Lollipop Thermometer |  |  | Field Probe | 2026-07-06
PER_VWR Lollipop 23A | VWR Lollipop 23A |  |  |  | 2016-05-20
PER_VWR Lollipop 32A | VWR Lollipop 32A |  |  |  | 2016-05-20
PER_VWR Lollipop 40A | VWR Lollipop 40A |  |  |  | 2019-09-04
PER_VWR Lollipop 41A | VWR Lollipop 41A |  |  |  | 2019-09-04
PER_VWR Lollipop 52A | VWR Lollipop 52A |  |  |  | 2016-05-20
PER_VWR Lollipop 54A | VWR Lollipop 54A |  |  |  | 2016-05-20
PER_VWR Lollipop 55A | VWR Lollipop 55A |  |  |  | 2016-05-20
PER_VWR Lollipop 58A | VWR Lollipop 58A |  |  |  | 2016-05-20
PER_VWR Lollipop 59A | VWR Lollipop 59A |  |  |  | 2022-05-24
PER_VWR Lollipop 64A | VWR Lollipop 64A |  |  |  | 2016-05-20
PER_VWR Lollipop 66A | VWR Lollipop 66A |  |  |  | 2016-05-20
PER_VWR Lollipop 67A | VWR Lollipop 67A |  |  |  | 2016-05-20
PER_VWR Lollipop 72A | VWR Lollipop 72A |  |  |  | 2016-05-20
PER_VWR Lollipop 73A | VWR Lollipop 73A |  |  |  | 2016-04-15
PER_VWR Lollipop 75A | VWR Lollipop 75A |  |  |  | 2016-06-02
PER_VWR Lollipop 76A | VWR Lollipop 76A |  |  |  | 2016-05-20
PER_VWR Lollipop 77A | VWR Lollipop 77A |  |  |  | 2016-05-20
PER_VWR Lollipop 79A | VWR Lollipop 79A |  |  |  | 2016-04-15
PER_VWR Lollipop 80A | VWR Lollipop 80A |  |  |  | 2016-05-20
PER_VWR Lollipop 81A | VWR Lollipop 81A |  |  |  | 2019-09-04
PER_VWR Lollipop 83A | VWR Lollipop 83A |  |  |  | 2017-06-05
PER_VWR Lollipop 85A | VWR Lollipop 85A |  |  |  | 2016-04-15
PER_VWR Lollipop 86A | VWR Lollipop 86A |  |  |  | 2016-05-20
PER_VWR Lollipop 88A | VWR Lollipop Thermometer |  |  | Field Probe | 2025-08-28
PER_VWR Lollipop 90A | VWR Lollipop 90A |  |  |  | 2016-05-20
PER_VWR Lollipop 92A | VWR Lollipop 92A |  |  |  | 2022-05-24
PER_VWR Lollipop 93A | VWR Lollipop 93A |  |  |  | 2016-05-20
PER_VWR Lollipop 99A | VWR Lollipop 99A |  |  |  | 2019-01-17
PER_VWR Lollipop Thermometer | VWR Lollipop Thermometer | 210229353 |  |  | 2022-09-27
PER_VWR Traceable | VWR Traceable |  |  | Field Prob | 2016-05-20
PER_VWR Traceable_#17A | VWR Traceable | NR |  | Field Prob | 2016-05-20
PER_VWR Traceable_#22A | VWR Traceable | NR |  | Field Prob | 2016-05-20
PER_VWR Traceable_#26A | VWR Traceable | NR |  | Field Prob | 2016-05-20
PER_VWR Traceable_#36A | VWR Traceable | NR |  | Field Prob | 2016-05-20
PER_VWR Traceable_#38A | VWR Traceable | NR |  | Field Prob | 2016-05-20
PER_VWR Traceable_#41 | VWR Traceable | NR |  | Field Prob | 2016-05-20
PER_VWR Traceable_#55 | VWR Traceable | NR |  | Field Prob | 2016-05-20
PER_VWR Traceable_#86A | VWR Traceable | NR |  | Field Prob | 2016-05-20
PER_VWR Traceable_#9A | VWR Traceable |  |  | Field Prob | 2016-05-20
PER_YSI 556 MPS | YSI 556 MPS | 03G0094AG |  | Field Prob | 2014-12-08
PER_YSI 556 MPS #1 | YSI 556 MPS |  |  | Field Probe | 2018-10-30
PER_YSI 556 MPS #2 | YSI 556 MPS |  |  | Field Probe | 2018-10-30
PER_YSI 556 MPS #3 | YSI 556 MPS |  |  | Field Probe | 2019-09-03
PER_YSI Pro Plus #1 | YSI Pro Plus |  |  | Field Probe | 2018-10-30
PER_YSI Pro Plus #2 | YSI Pro Plus |  |  |  | 2022-05-24
PER_YSI Pro Plus #3 | YSI Pro Plus |  |  |  | 2021-02-01
PER_YSI Pro Plus #4 | YSI Professional Plus |  |  |  | 2024-12-11
PER_YSI Pro Plus #5 | YSI Professional Plus |  |  |  | 2025-11-24
PER_YSI Pro Plus DSS #1 | YSI Pro Plus DSS #1 |  |  |  | 2019-09-04
PER_YSI Pro Plus DSS #4 | YSI Pro Plus DSS Multiparameter Meter | 23G106511 |  |  | 2024-11-01
PER_YSI Pro Plus DSS #5 | YSI Pro Plus DSS Multiparameter Meter | 23G106510 |  |  | 2024-11-01
PER_YSI Pro Plus DSS ER | YSI Pro Plus DSS Multiparameter Meter |  |  | Field Probe | 2026-07-06
PER_YSI ProDSS #4 | YSI ProDSS |  |  | Field Probe | 2025-06-03
PER_YSI ProDSS #5 | YSI ProDSS |  |  | Field Probe | 2025-06-03
PER_YSI_SAC | YSI | NR |  | Field Prob | 2010-08-18
PER_YSI_WSC | YSI |  |  | Field Prob | 2011-05-12
PER-Eckman | Eckman |  |  | Sediment Sampler | 2008-01-01
PER-FP201 Global Flow | FP201 Global Flow |  |  | Field Prob | 2016-05-20
Peristaltic Pump | Peristaltic Water Pump |  |  |  | 2017-08-07
PER-Swoffer #1 | Swoffer |  |  | Field Prob | 2016-05-20
PER-Swoffer #2 | Swoffer | 006806 |  | Field Prob | 2016-05-20
PER-VWR Traceable | VWR Traceable |  |  | Field Prob | 2016-05-20
PER-YSI 556 MPS | YSI 556 | 03G0094AG |  | Field Prob | 2016-05-20
Petite Ponar | Petite Ponar |  |  |  | 2017-08-07
PGE_Hach Alkalinity Test Kit | Hach Alkalinity Test Kit |  |  | Field Test Kit | 2021-11-03
PGE_Hydrion pH strips | pH strips | PH ST CAT 445 |  | Field | 2021-10-26
PGE_YSI Pro DO | YSI Pro DO | 18E102898 |  | Field Probe | 2021-10-26
PH-1-meter-FCP | Oakton pH Meter |  |  |  | 2016-05-20
PH2-N374240 | pH Meter |  |  |  | 2016-05-20
PHCW-CWC1 | Hach Wide Range pH Test Kit |  |  |  | 2014-07-16
PHCW-CWC-1 | pH Color Wheel |  |  |  | 2014-07-16
PHCW-CWC-2 | pH Color Wheel |  |  |  | 2014-07-16
PHCW-CWC-3 | pH Color wheel |  |  |  | 2014-07-16
PHCW-CWC-4 | pH Color wheel |  |  |  | 2014-07-16
PHCW-NOAA-01 | pH Color wheel |  |  |  | 2014-07-16
PHCW-noaa1 | Hach Wide Range pH Test Kit |  |  |  | 2014-07-16
PHCW-SGC-01 | pH Test Kit |  |  |  | 2014-07-16
PHCW-SGC-02 | pH Test Kit |  |  |  | 2014-07-16
PHEL-BIGCR-1 | Checkmate pH Meter |  |  |  | 2016-05-20
PHEL-CCWI-01 | pH Meter |  |  |  | 2016-05-20
PHEL-FOLAR3 | pH Electrode |  |  |  | 2016-05-20
PHEL-FOLAR4 | pH Electrode |  |  |  | 2016-05-20
PHEL-FOLAR5 | pH Electrode |  |  |  | 2016-05-20
PHEL-FOSCMU-141 | pH Electrode |  |  |  | 2016-05-20
PHEL-HTB-01 | pH Meter |  |  |  | 2016-05-20
PHEL-HTB-02 | pH Meter |  |  |  | 2016-05-20
PHEL-HTB-03 | pH Meter |  |  |  | 2016-05-20
PHEL-HTB-04 | pH Meter |  |  |  | 2016-05-20
PHEL-LMC-01 | pH Meter |  |  |  | 2016-05-20
PHEL-LWTP | Corning City pH Meter |  |  |  | 2016-05-20
PHEL-MBV-4 | Machery-Nagel pH Color Strips |  |  |  | 2014-07-16
PHEL-MBV-5 | Machery-Nagel pH Color Strips |  |  |  | 2014-07-16
PHEL-MU-NSF264 | Corning Checkmate Multimeter |  |  |  | 2016-05-20
PHEL-MU-NSF-264 | pH probe |  |  |  | 2016-05-20
PHEL-NSF-208 | pH Electrode |  |  |  | 2016-05-20
PHEL-RCDSMM-01 | pH Meter |  |  |  | 2016-05-20
PHEL-SBCK-01 | Oakton pH Meter |  |  |  | 2016-05-20
PHEL-SBCK-02 | Oakton pH Meter |  |  |  | 2016-05-20
PHEL-SBCK-03 | Oakton pH Meter |  |  |  | 2016-05-20
PHEL-SBCK-04 | Oakton pH Meter |  |  |  | 2016-05-20
PHEL-SBCO-01 | Oakton pH Meter |  |  |  | 2016-05-20
PHEL-SCMI-05 | LaMotte pH Electrode |  |  |  | 2016-05-20
PHEL-SCMI-06 | LaMotte pH Electrode |  |  |  | 2016-05-20
PHEL-SCMI-07 | LaMotte pH Electrode |  |  |  | 2016-05-20
PHEL-SCMI-09 | LaMotte pH Electrode |  |  |  | 2016-05-20
PHEL-SCMI-13 | LaMotte pH Electrode |  |  |  | 2016-05-20
PHEL-SLC-6 | pH Meter |  |  |  | 2016-05-20
PHEL-SMBK-A | pH Meter |  |  |  | 2016-05-20
PHEL-SRCD-01 | Oakton pH Meter |  |  |  | 2016-05-20
PHEL-SRCD-02 | Oakton pH Meter |  |  |  | 2016-05-20
PHEL-STB-01 | pH Meter |  |  |  | 2016-05-20
PHEL-STB17 | Oakton pH Meter |  |  |  | 1900-01-01
PHEL-STB-19 | YSI pH Electrode |  |  | Field Probe | 2016-05-20
PHEL-STB-23 | pH Meter |  |  |  | 2016-05-20
PHEL-STB25 | pH Meter |  |  |  | 2016-05-20
PHEL-STB-28 | pH Meter |  |  |  | 2016-05-20
PHEL-STB-30 | pH Meter |  |  |  | 2016-05-20
PHEL-USLT1 | pH Meter |  |  |  | 2016-05-20
PHEL-USLT2 | pH Meter |  |  |  | 2016-05-20
PHEL-USLT3 | Oakton pH Meter |  |  |  | 2016-05-20
PHEL-VCK-01 | LaMotte pH Meter |  |  |  | 2016-05-20
PH-HSU-02 | Hanna pH Meter |  |  |  | 2016-05-20
PHLQ-CDM-01 | pH Liquid Indicator |  |  |  | 2014-07-16
PHLQ-ENVST-01 | pH Liquid Indicator |  |  |  | 2014-07-16
PHLQ-FCI-1 | pH Liquid Indicator |  |  |  | 2014-07-16
PHLQ-FOTC-01 | LaMotte Precision Wide Range pH |  |  |  | 2014-07-16
PHLQ-LCCS-1 | pH Liquid Indicator |  |  |  | 2014-07-16
PHLQ-STB-01 | pH Liquid Indicator |  |  |  | 2014-07-16
PHLQ-STB-02 | pH Liquid Indicator |  |  |  | 2014-07-16
PHMTRWC1 | Hanna pHep Meter |  |  |  | 2016-05-20
PHMTRWC10 | Hanna pHep Meter |  |  |  | 2016-05-20
PHMTRWC11 | Hanna pHep Meter |  |  |  | 2016-05-20
PHMTRWC12 | Hanna pHep Meter |  |  |  | 2016-05-20
PHMTRWC13 | Hanna pHep Meter |  |  |  | 2016-05-20
PHMTRWC14 | Hanna pHep Meter |  |  |  | 2016-05-20
PHMTRWC15 | Hanna pHep Meter |  |  |  | 2016-05-20
PHMTRWC16 | Hanna pHep Meter |  |  |  | 2016-05-20
PHMTRWC17 | Hanna pHep Meter |  |  |  | 2017-02-03
PHMTRWC18 | Hanna pHep Meter |  |  |  | 2017-02-03
PHMTRWC19 | Hanna pHep Meter |  |  |  | 2017-02-03
PHMTRWC2 | Hanna pHep Meter |  |  |  | 2016-05-20
PHMTRWC20 | Hanna pHep Meter |  |  |  | 2017-02-03
PHMTRWC21 | Hanna pHep Meter |  |  |  | 2017-02-03
PHMTRWC22 | Hanna pHep Meter |  |  |  | 2017-02-03
PHMTRWC23 | Hanna pHep Meter |  |  |  | 2017-02-03
PHMTRWC24 | Hanna pHep Meter |  |  |  | 2017-02-03
PHMTRWC3 | Hanna pHep Meter |  |  |  | 2016-05-20
PHMTRWC4 | Hanna pHep Meter |  |  |  | 2016-05-20
PHMTRWC5 | Hanna pHep Meter |  |  |  | 2016-05-20
PHMTRWC6 | Hanna pHep Meter |  |  |  | 2016-05-20
PHMTRWC7 | Hanna pHep Meter |  |  |  | 2016-05-20
PHMTRWC8 | Hanna pHep Meter |  |  |  | 2016-05-20
PHMTRWC9 | Hanna pHep Meter |  |  |  | 2016-05-20
PHP-2RB-4 | pH probe |  |  |  | 2016-05-20
PHP-2RB-5 | pH probe |  |  |  | 2016-05-20
PH-SLVH-7 | pH Color Strips |  |  |  | 2014-07-16
PH-SSI-1 | Oakton pHTestr 50 Waterproof Pocket pH Tester, Premium 50 Series |  |  | Field Probe | 2024-10-04
PH-SSI-2 | Oakton pHTestr 50 Waterproof Pocket pH Tester, Premium 50 Series |  |  | Field Probe | 2024-10-04
PH-SSI-3 | Oakton pHTestr 50 Waterproof Pocket pH Tester, Premium 50 Series |  |  | Field Probe | 2024-10-04
PH-SSI-4 | Oakton pHTestr 50 Waterproof Pocket pH Tester, Premium 50 Series |  |  | Field Probe | 2024-10-04
PH-SSI-5 | Oakton pHTestr 50 Waterproof Pocket pH Tester, Premium 50 Series |  |  | Field Probe | 2024-10-04
PH-SSI-6 | Oakton pHTestr 50 Waterproof Pocket pH Tester, Premium 50 Series |  |  | Field Probe | 2024-10-04
PHST-3NET-11 | Machery-Nagel pH Color Strips |  |  |  | 2014-07-16
PHST-3NET-12 | Machery-Nagel pH Color Strips |  |  |  | 2014-07-16
PHST-3NET-13 | Machery-Nagel pH Color Strips |  |  |  | 2014-07-16
PHST-3NET-14 | Machery-Nagel pH Color Strips |  |  |  | 2014-07-16
PHST-3NET-15 | Machery-Nagel pH Color Strips |  |  |  | 2014-07-16
PHST-3NET-16 | Machery-Nagel pH Color Strips |  |  |  | 2014-07-16
PHST-3NET-17 | Machery-Nagel pH Color Strips |  |  |  | 2014-07-16
PHST-3NET-18 | Machery-Nagel pH Color Strips |  |  |  | 2014-07-16
PHST-3NET-20 | Machery-Nagel pH Color Strips |  |  |  | 2014-07-16
PHST-3NET-21 | Machery-Nagel pH Color Strips |  |  |  | 2014-07-16
PHST-3NET-22 | Machery-Nagel pH Color Strips |  |  |  | 2014-07-16
PHST-3NET-26 | Machery-Nagel pH Color Strips |  |  |  | 2014-07-16
PHST-3NET-27 | pH Color Strips |  |  |  | 2014-07-16
PHST-3NET-28 | Machery-Nagel pH Color Strips |  |  |  | 2014-07-16
PHST-3NET-29 | Machery-Nagel pH Color Strips |  |  |  | 2014-07-16
PHST-3NET-30 | Machery-Nagel pH Color Strips |  |  |  | 2014-07-16
PHST-3NET-31 | Machery-Nagel pH Color Strips |  |  |  | 2014-07-16
PHST-3NET-32 | Machery-Nagel pH Color Strips |  |  |  | 2014-07-16
PHST-3NET-34 | Machery-Nagel pH Color Strips |  |  |  | 2014-07-16
PHST-3NET-35 | Machery-Nagel pH Color Strips |  |  |  | 2014-07-16
PHST-3NET-36 | pH Color Strips |  |  |  | 2014-07-16
PHST-3NET-37 | pH Color Strips |  |  |  | 2014-07-16
PHST-3NET-38 | pH Color Strips |  |  |  | 2014-07-16
PHST-3NET-39 | pH Color Strips |  |  |  | 2014-07-16
PHST-3NET-40 | pH Color Strips |  |  |  | 2014-07-16
PHST-3NET-41 | pH Color Strips |  |  |  | 2014-07-16
PHST-3NET-42 | pH Color Strips |  |  |  | 2014-07-16
PHST-3NET-43 | pH Color Strips |  |  |  | 2014-07-16
PHST-3NET-44 | pH Color Strips |  |  |  | 2014-07-16
PHST-3NET-45 | pH Color Strips |  |  |  | 2014-07-16
PHST-3NET-46 | pH Color Strips |  |  |  | 2014-07-16
PHST-3NET-47 | Machery-Nagel pH Color Strips |  |  |  | 2014-07-16
PHST-3NET-48 | Machery-Nagel pH Color Strips |  |  |  | 2014-07-16
PHST-3NET-49 | Machery-Nagel pH Color Strips |  |  |  | 2014-07-16
PHST-3NET-50 | Machery-Nagel pH Color Strips |  |  |  | 2014-07-16
PHST-3NET-51 | Machery-Nagel pH Color Strips |  |  |  | 2014-07-16
PHST-3NET-52 | Machery-Nagel pH Color Strips |  |  |  | 2014-07-16
PHST-3NET-53 | Machery-Nagel pH Color Strips |  |  |  | 2014-07-16
PHST-3NET-54 | Machery-Nagel pH Color Strips |  |  |  | 2014-07-16
PHST-3NET-55 | Machery-Nagel pH Color Strips |  |  |  | 2014-07-16
PHST-3NET-56 | pH Color Strips |  |  |  | 2014-07-16
PHST-3NET-57 | Machery-Nagel pH Color Strips |  |  |  | 2014-07-16
PHST-3NET-58 | Machery-Nagel pH Color Strips |  |  |  | 2014-07-16
PHST-3NET-59 | pH Color Strips |  |  |  | 2014-07-16
PHST-3NET-60 | Machery-Nagel pH Color Strips |  |  |  | 2014-07-16
PHST-3NET-66 | Machery-Nagel pH Color Strips |  |  |  | 2014-07-16
PHST-3NET-67 | Machery-Nagel pH Color Strips |  |  |  | 2014-07-16
PHST-3NET-68 | Machery-Nagel pH Color Strips |  |  |  | 2014-07-16
PHST-3NET-69 | Machery-Nagel pH Color Strips |  |  |  | 2014-07-16
PHST-3NET-70 | Machery-Nagel pH Color Strips |  |  |  | 2014-07-16
PHST-3NET-71 | Machery-Nagel pH Color Strips |  |  |  | 2014-07-16
PHST-3NET-72 | Machery-Nagel pH Color Strips |  |  |  | 2014-07-16
PHST-3NET-73 | Machery-Nagel pH Color Strips |  |  |  | 2014-07-16
PHST-3NET-74 | Machery-Nagel pH Color Strips |  |  |  | 2014-07-16
PHST-3NET-75 | Machery-Nagel pH Color Strips |  |  |  | 2014-07-16
PHST-3NET-77 | Machery-Nagel pH Color Strips |  |  |  | 2014-07-16
PHST-3USLT1 | pH Color Strips |  |  |  | 2014-07-16
PHST-ACT-031 | pH Color Strips |  |  |  | 2014-07-16
PHST-ACT-032 | pH Color Strips |  |  |  | 2014-07-16
PHST-CSC-01 | pH Color Strips |  |  |  | 2014-07-16
PHST-CWC-01 | Machery-Nagel pH Color Strips |  |  |  | 2014-07-16
PHST-CWC-02 | Machery-Nagel pH Color Strips |  |  |  | 2014-07-16
PHST-CWC-03 | Machery-Nagel pH Color Strips |  |  |  | 2014-07-16
PHST-CWC-04 | Machery-Nagel pH Color Strips |  |  |  | 2014-07-16
PHST-CWC-05 | Machery-Nagel pH Color Strips |  |  |  | 2014-07-16
PHST-CWC-06 | Machery-Nagel pH Color Strips |  |  |  | 2014-07-16
PHST-CWC-07 | pH Color Strips |  |  |  | 2014-07-16
PHST-CWC-08 | Machery-Nagel pH Color Strips |  |  |  | 2014-07-16
PHST-CWC-09 | Machery-Nagel pH Color Strips |  |  |  | 2014-07-16
PHST-CWC-10 | Machery-Nagel pH Color Strips |  |  |  | 2014-07-16
PHST-CWC-100 | Machery-Nagel pH Color Strips |  |  |  | 2014-07-16
PHST-CWC-101 | Machery-Nagel pH Color Strips |  |  |  | 2014-07-16
PHST-CWC-103 | Machery-Nagel pH Color Strips |  |  |  | 2014-07-16
PHST-CWC-104 | Machery-Nagel pH Color Strips |  |  |  | 2014-07-16
PHST-CWC-105 | Machery-Nagel pH Color Strips |  |  |  | 2014-07-16
PHST-CWC-106 | Machery-Nagel pH Color Strips |  |  |  | 2015-06-26
PHST-CWC-107 | Machery-Nagel pH Color Strips |  |  |  | 2015-06-26
PHST-CWC-109 | Machery-Nagel pH Color Strips |  |  |  | 2015-06-26
PHST-CWC-11 | Machery-Nagel pH Color Strips |  |  |  | 2014-07-16
PHST-CWC-110 | Machery-Nagel pH Color Strips |  |  |  | 2015-06-26
PHST-CWC-111 | Machery-Nagel pH Color Strips |  |  |  | 2015-06-26
PHST-CWC-112 | Machery-Nagel pH Color Strips |  |  |  | 2015-06-26
PHST-CWC-114 | Machery-Nagel pH Color Strips |  |  |  | 2015-06-26
PHST-CWC-12 | Machery-Nagel pH Color Strips |  |  |  | 2014-07-16
PHST-CWC-13 | Machery-Nagel pH Color Strips |  |  |  | 2014-07-16
PHST-CWC-14 | Machery-Nagel pH Color Strips |  |  |  | 2014-07-16
PHST-CWC-15 | Machery-Nagel pH Color Strips |  |  |  | 2014-07-16
PHST-CWC-16 | Machery-Nagel pH Color Strips |  |  |  | 2014-07-16
PHST-CWC-17 | Machery-Nagel pH Color Strips |  |  |  | 2014-07-16
PHST-CWC-18 | Machery-Nagel pH Color Strips |  |  |  | 2014-07-16
PHST-CWC-19 | Machery-Nagel pH Color Strips |  |  |  | 2014-07-16
PHST-CWC-20 | Machery-Nagel pH Color Strips |  |  |  | 2014-07-16
PHST-CWC-21 | pH Color Strips |  |  |  | 2014-07-16
PHST-CWC-22 | Machery-Nagel pH Color Strips |  |  |  | 2014-07-16
PHST-CWC-23 | Machery-Nagel pH Color Strips |  |  |  | 2014-07-16
PHST-CWC-24 | Machery-Nagel pH Color Strips |  |  |  | 2014-07-16
PHST-CWC-25 | pH Color Strips |  |  |  | 2014-07-16
PHST-CWC-30 | Machery-Nagel pH Color Strips |  |  |  | 2014-07-16
PHST-CWC-31 | Machery-Nagel pH Color Strips |  |  |  | 2014-07-16
PHST-CWC-32 | pH Color Strips |  |  |  | 2014-07-16
PHST-CWC-33 | Machery-Nagel pH Color Strips |  |  |  | 2014-07-16
PHST-CWC-34 | pH Color Strips |  |  |  | 2014-07-16
PHST-CWC-35 | pH Color Strips |  |  |  | 2014-07-16
PHST-CWC36 | Machery-Nagel pH Color Strips |  |  |  | 2014-07-16
PHST-CWC-36 | pH Color Strips |  |  |  | 2014-07-16
PHST-CWC-37 | pH Color Strips |  |  |  | 2014-07-16
PHST-CWC-38 | pH Color Strips |  |  |  | 2014-07-16
PHST-CWC-39 | Machery-Nagel pH Color Strips |  |  |  | 2014-07-16
PHST-CWC-40 | Machery-Nagel pH Color Strips |  |  |  | 2014-07-16
PHST-CWC-41 | Machery-Nagel pH Color Strips |  |  |  | 2014-07-16
PHST-CWC-42 | Machery-Nagel pH Color Strips |  |  |  | 2014-07-16
PHST-CWC-43 | Machery-Nagel pH Color Strips |  |  |  | 2014-07-16
PHST-CWC-44 | Machery-Nagel pH Color Strips |  |  |  | 2014-07-16
PHST-CWC-45 | Machery-Nagel pH Color Strips |  |  |  | 2014-07-16
PHST-CWC-46 | Machery-Nagel pH Color Strips |  |  |  | 2014-07-16
PHST-CWC-47 | Machery-Nagel pH Color Strips |  |  |  | 2014-07-16
PHST-CWC-48 | Machery-Nagel pH Color Strips |  |  |  | 2014-07-16
PHST-CWC-49 | Machery-Nagel pH Color Strips |  |  |  | 2014-07-16
PHST-CWC-50 | Machery-Nagel pH Color Strips |  |  |  | 2014-07-16
PHST-CWC-51 | Machery-Nagel pH Color Strips |  |  |  | 2014-07-16
PHST-CWC-52 | Machery-Nagel pH Color Strips |  |  |  | 2014-07-16
PHST-CWC-53 | Machery-Nagel pH Color Strips |  |  |  | 2014-07-16
PHST-CWC-54 | Machery-Nagel pH Color Strips |  |  |  | 2014-07-16
PHST-CWC-55 | Machery-Nagel pH Color Strips |  |  |  | 2014-07-16
PHST-CWC-56 | Machery-Nagel pH Color Strips |  |  |  | 2014-07-16
PHST-CWC-57 | Machery-Nagel pH Color Strips |  |  |  | 2014-07-16
PHST-CWC-58 | Machery-Nagel pH Color Strips |  |  |  | 2014-07-16
PHST-CWC-59 | Machery-Nagel pH Color Strips |  |  |  | 2014-07-16
PHST-CWC-60 | Machery-Nagel pH Color Strips |  |  |  | 2014-07-16
PHST-CWC-61 | Machery-Nagel pH Color Strips |  |  |  | 2014-07-16
PHST-CWC-62 | Machery-Nagel pH Color Strips |  |  |  | 2014-07-16
PHST-CWC-63 | Machery-Nagel pH Color Strips |  |  |  | 2014-07-16
PHST-CWC-64 | Machery-Nagel pH Color Strips |  |  |  | 2014-07-16
PHST-CWC-65 | Machery-Nagel pH Color Strips |  |  |  | 2014-07-16
PHST-CWC66 | Machery-Nagel pH Color Strips |  |  |  | 2014-07-16
PHST-CWC-66 | Machery-Nagel pH Color Strips |  |  |  | 2014-07-16
PHST-CWC-67 | Machery-Nagel pH Color Strips |  |  |  | 2014-07-16
PHST-CWC-68 | Machery-Nagel pH Color Strips |  |  |  | 2014-07-16
PHST-CWC-69 | Machery-Nagel pH Color Strips |  |  |  | 2014-07-16
PHST-CWC-70 | Machery-Nagel pH Color Strips |  |  |  | 2014-07-16
PHST-CWC-71 | Machery-Nagel pH Color Strips |  |  |  | 2014-07-16
PHST-CWC-72 | Machery-Nagel pH Color Strips |  |  |  | 2014-07-16
PHST-CWC-73 | Machery-Nagel pH Color Strips |  |  |  | 2014-07-16
PHST-CWC-74 | Machery-Nagel pH Color Strips |  |  |  | 2014-07-16
PHST-CWC-75 | Machery-Nagel pH Color Strips |  |  |  | 2014-07-16
PHST-CWC-76 | Machery-Nagel pH Color Strips |  |  |  | 2014-07-16
PHST-CWC-77 | Machery-Nagel pH Color Strips |  |  |  | 2014-07-16
PHST-CWC-78 | Machery-Nagel pH Color Strips |  |  |  | 2014-07-16
PHST-CWC-79 | Machery-Nagel pH Color Strips |  |  |  | 2014-07-16
PHST-CWC-80 | Machery-Nagel pH Color Strips |  |  |  | 2014-07-16
PHST-CWC-81 | Machery-Nagel pH Color Strips |  |  |  | 2014-07-16
PHST-CWC-82 | Machery-Nagel pH Color Strips |  |  |  | 2014-07-16
PHST-CWC-83 | Machery-Nagel pH Color Strips |  |  |  | 2014-07-16
PHST-CWC-84 | Machery-Nagel pH Color Strips |  |  |  | 2014-07-16
PHST-CWC-85 | pH Color Strips |  |  |  | 2014-07-16
PHST-CWC-86 | pH Color Strips |  |  |  | 2014-07-16
PHST-CWC-87 | Machery-Nagel pH Color Strips |  |  |  | 2014-07-16
PHST-CWC-88 | pH Color Strips |  |  |  | 2014-07-16
PHST-CWC-89 | pH Color Strips |  |  |  | 2014-07-16
PHST-CWC-90 | Machery-Nagel pH Color Strips |  |  |  | 2014-07-16
PHST-CWC-91 | pH Color Strips |  |  |  | 2014-07-16
PHST-CWC-92 | Machery-Nagel pH Color Strips |  |  |  | 2014-07-16
PHST-CWC-93 | Machery-Nagel pH Color Strips |  |  |  | 2014-07-16
PHST-CWC-95 | Machery-Nagel pH Color Strips |  |  |  | 2014-07-16
PHST-CWC-97 | Machery-Nagel pH Color Strips |  |  |  | 2015-06-26
PHST-CWC-98 | Machery-Nagel pH Color Strips |  |  |  | 2014-07-16
PHST-CWC-99 | Machery-Nagel pH Color Strips |  |  |  | 2014-07-16
PHST-ESA-03 | pH Color Strips |  |  |  | 2014-07-16
PHST-FOE-01 | Machery-Nagel pH Color Strips |  |  |  | 2014-07-16
PHST-FOE-02 | Machery-Nagel pH Color Strips |  |  |  | 2014-07-16
PHST-FOE-03 | Machery-Nagel pH Color Strips |  |  |  | 2014-07-16
PHST-FOE-04 | Machery-Nagel pH Color Strips |  |  |  | 2014-07-16
PHST-FOE-05 | Machery-Nagel pH Color Strips |  |  |  | 2014-07-16
PHST-FOE-06 | Machery-Nagel pH Color Strips |  |  |  | 2014-07-16
PHST-FOTC-01 | EM Science colorpHast pH 0-14 |  |  |  | 2014-07-16
PHST-LAN-01 | SJ Scientific pH Color Strips |  |  |  | 2014-07-16
PHST-LAN-02 | SJ Scientific pH Color Strips |  |  |  | 2014-07-16
PHST-LAN-03 | SJ Scientific pH Color Strips |  |  |  | 2014-07-16
PHST-MBV-1 | EM Science pH Color Strips |  |  |  | 2014-07-16
PHST-MBV-12 | YSI |  |  |  | 2016-05-20
PHST-MBV-2 | EM Science pH Color Strips |  |  |  | 2014-07-16
PHST-MBV-20 | pH Color Strips |  |  |  | 2014-07-16
PHST-MBV-3 | pH Color Strips |  |  |  | 2014-07-16
PHST-MBV-5 | pH Color Strips |  |  |  | 2014-07-16
PHST-MBV-6 | pH Color Strips |  |  |  | 2014-07-16
PHST-MBV-7 | pH probe |  |  |  | 2016-05-20
PHST-MBV-8 | pH Color Strips |  |  |  | 2014-07-16
PHST-NRCD-01 | pH Color Strips |  |  |  | 2014-07-16
PHST-OCCK-01 | Machery-Nagel pH Color Strips |  |  |  | 2014-07-16
PHST-OCCK-02 | Machery-Nagel pH Color Strips |  |  |  | 2014-07-16
PHST-OCCK-03 | Machery-Nagel pH Color Strips |  |  |  | 2014-07-16
PHST-OCCK-04 | Machery-Nagel pH Color Strips |  |  |  | 2014-07-16
PHST-OCCK-05 | Machery-Nagel pH Color Strips |  |  |  | 2014-07-16
PHST-OCCK-06 | Machery-Nagel pH Color Strips |  |  |  | 2014-07-16
PHST-RCAA-01 | Machery-Nagel pH Color Strips |  |  |  | 2014-07-16
PHST-RCAA-02 | Machery-Nagel pH Color Strips |  |  |  | 2014-07-16
PHST-RCAA-03 | Machery-Nagel pH Color Strips |  |  |  | 2014-07-16
PHST-RCAA-04 | Machery-Nagel pH Color Strips |  |  |  | 2014-07-16
PHST-RCAA-05 | Machery-Nagel pH Color Strips |  |  |  | 2014-07-16
PHST-RCAA-06 | Machery-Nagel pH Color Strips |  |  |  | 2014-07-16
PHST-RCAA-07 | Machery-Nagel pH Color Strips |  |  |  | 2014-07-16
PHST-RCAA-08 | Machery-Nagel pH Color Strips |  |  |  | 2014-07-16
PHST-RCAA-09 | Machery-Nagel pH Color Strips |  |  |  | 2014-07-16
PHST-SBCK-01 | Machery-Nagel pH Color Strips |  |  |  | 2014-07-16
PHST-SBCK-02 | Machery-Nagel pH Color Strips |  |  |  | 2014-07-16
PHST-SBCK-03 | Machery-Nagel pH Color Strips |  |  |  | 2014-07-16
PHST-SBCK-04 | Machery-Nagel pH Color Strips |  |  |  | 2014-07-16
PHST-SBCK-05 | Machery-Nagel pH Color Strips |  |  |  | 2014-07-16
PHST-SBCK-06 | Machery-Nagel pH Color Strips |  |  |  | 2014-07-16
PHST-SDBK-01 | Machery-Nagel pH Color Strips |  |  |  | 2014-07-16
PHST-SDBK-02 | Machery-Nagel pH Color Strips |  |  |  | 2014-07-16
PHST-SDBK-03 | Machery-Nagel pH Color Strips |  |  |  | 2014-07-16
PHST-SDBK-04 | Machery-Nagel pH Color Strips |  |  |  | 2014-07-16
PHST-SDBK-05 | Machery-Nagel pH Color Strips |  |  |  | 2014-07-16
PHST-SDBK-06 | Machery-Nagel pH Color Strips |  |  |  | 2014-07-16
PHST-SDBK-07 | Machery-Nagel pH Color Strips |  |  |  | 2014-07-16
PHST-SLC-2 | pH Color Strips |  |  |  | 2014-07-16
PHST-SMBK-01 | Machery-Nagel pH Color Strips |  |  |  | 2014-07-16
PHST-SMBK-02 | Machery-Nagel pH Color Strips |  |  |  | 2014-07-16
PHST-SMBK-03 | Machery-Nagel pH Color Strips |  |  |  | 2014-07-16
PHST-SMBK-04 | Machery-Nagel pH Color Strips |  |  |  | 2014-07-16
PHST-SMBK-05 | Machery-Nagel pH Color Strips |  |  |  | 2014-07-16
PHST-SMBK-06 | Machery-Nagel pH Color Strips |  |  |  | 2014-07-16
PHST-SRCD-01 | Machery-Nagel pH Color Strips |  |  |  | 2014-07-16
PHST-SRCD-02 | Machery-Nagel pH Color Strips |  |  |  | 2014-07-16
PHST-SRCD-03 | Machery-Nagel pH Color Strips |  |  |  | 2014-07-16
PHST-SRCD-04 | Machery-Nagel pH Color Strips |  |  |  | 2014-07-16
PHST-SRCD-05 | Machery-Nagel pH Color Strips |  |  |  | 2014-07-16
PHST-SRCD-06 | Machery-Nagel pH Color Strips |  |  |  | 2014-07-16
PHST-SRCD-07 | Machery-Nagel pH Color Strips |  |  |  | 2014-07-16
PHST-SRCD-08 | Machery-Nagel pH Color Strips |  |  |  | 2014-07-16
PHST-SRCD-09 | Machery-Nagel pH Color Strips |  |  |  | 2014-07-16
PHST-SRCD-10 | Machery-Nagel pH Color Strips |  |  |  | 2014-07-16
PHST-SRCD-11 | Machery-Nagel pH Color Strips |  |  |  | 2014-07-16
PHST-SRCD-30 | Machery-Nagel pH Color Strips |  |  |  | 2014-07-16
PHST-SRCD-31 | Machery-Nagel pH Color Strips |  |  |  | 2014-07-16
PHST-SRCD-32 | Machery-Nagel pH Color Strips |  |  |  | 2014-07-16
PHST-SRCD-33 | Machery-Nagel pH Color Strips |  |  |  | 2014-07-16
PHST-SRCD-34 | Machery-Nagel pH Color Strips |  |  |  | 2014-07-16
PHST-SRCD-35 | Machery-Nagel pH Color Strips |  |  |  | 2014-07-16
PHST-SRW-1 | pH Color Strips |  |  |  | 2014-07-16
PHST-SRW-2 | pH Color Strips |  |  |  | 2014-07-16
PHST-STB | Machery-Nagel pH Color Strips |  |  |  | 2014-07-16
PHST-STB1 | Machery-Nagel pH Color Strips |  |  |  | 2014-07-16
PHST-STB10 | Machery-Nagel pH Color Strips |  |  |  | 2014-07-16
PHST-STB11 | Machery-Nagel pH Color Strips |  |  |  | 2014-07-16
PHST-STB12 | Machery-Nagel pH Color Strips |  |  |  | 2014-07-16
PHST-STB13 | Machery-Nagel pH Color Strips |  |  |  | 2014-07-16
PHST-STB14 | Machery-Nagel pH Color Strips |  |  |  | 2014-07-16
PHST-STB15 | Machery-Nagel pH Color Strips |  |  |  | 2014-07-16
PHST-STB16 | Machery-Nagel pH Color Strips |  |  |  | 2014-07-16
PHST-STB17 | Machery-Nagel pH Color Strips |  |  |  | 2014-07-16
PHST-STB18 | Machery-Nagel pH Color Strips |  |  |  | 2014-07-16
PHST-STB19 | Machery-Nagel pH Color Strips |  |  |  | 2014-07-16
PHST-STB2 | Machery-Nagel pH Color Strips |  |  |  | 2014-07-16
PHST-STB20 | Machery-Nagel pH Color Strips |  |  |  | 2014-07-16
PHST-STB-2d | pH Color Strips |  |  |  | 2014-07-16
PHST-STB2-E | Machery-Nagel pH Color Strips |  |  |  | 2014-07-16
PHST-STB3 | Machery-Nagel pH Color Strips |  |  |  | 2014-07-16
PHST-STB3a | Machery-Nagel pH Color Strips |  |  |  | 2014-07-16
PHST-STB3d | pH Color Strips |  |  |  | 2014-07-16
PHST-STB3E | Machery-Nagel pH Color Strips |  |  |  | 2014-07-16
PHST-STB3F | Machery-Nagel pH Color Strips |  |  |  | 2014-07-16
PHST-STB3g | Machery-Nagel pH Color Strips |  |  |  | 2014-07-16
PHST-STB3h | pH Color Strips |  |  |  | 2014-07-16
PHST-STB3j | Machery-Nagel pH Color Strips |  |  |  | 2014-07-16
PHST-STB4 | Machery-Nagel pH Color Strips |  |  |  | 2014-07-16
PHST-STB5 | Machery-Nagel pH Color Strips |  |  |  | 2014-07-16
PHST-STB6 | Machery-Nagel pH Color Strips |  |  |  | 2014-07-16
PHSTSTB6H | pH strips |  |  |  | 2014-07-09
PHSTSTB6M | pH strips |  |  |  | 2014-07-09
PHSTSTB6Q | pH strips |  |  |  | 2014-07-09
PHST-STB7 | Machery-Nagel pH Color Strips |  |  |  | 2014-07-16
PHSTSTB7A | pH strips |  |  |  | 2014-07-09
PHSTSTB7C | pH strips |  |  |  | 2014-07-09
PHSTSTB7D | pH strips |  |  |  | 2014-07-09
PHSTSTB7E | pH strips |  |  |  | 2014-07-09
PHSTSTB7K | pH strips |  |  |  | 2014-07-09
PHST-STB7m | Machery-Nagel pH Color Strips |  |  |  | 2014-07-16
PHST-STB7n | Machery-Nagel pH Color Strips |  |  |  | 2014-07-16
PHST-STB8 | Machery-Nagel pH Color Strips |  |  |  | 2014-07-16
PHST-STB8m | Machery-Nagel pH Color Strips |  |  |  | 2014-07-16
PHSTSTB8N | pH strips |  |  |  | 2014-08-19
PHST-STB8n | Machery-Nagel pH Color Strips |  |  |  | 2014-07-16
PHST-STB9 | Machery-Nagel pH Color Strips |  |  |  | 2014-07-16
PHST-STW2 | Machery-Nagel pH Color Strips |  |  |  | 2014-07-16
PHST-STW4 | Machery-Nagel pH Color Strips |  |  |  | 2014-07-16
PHST-STW5 | pH Color Strips |  |  |  | 2014-07-16
PHSTTRWC1 | pH strips |  |  |  | 2014-07-09
PHSTTRWC10 | pH strips |  |  |  | 2014-07-09
PHSTTRWC11 | pH strips |  |  |  | 2014-07-09
PHSTTRWC12 | pH strips |  |  |  | 2014-07-09
PHSTTRWC13 | pH strips |  |  |  | 2014-07-09
PHSTTRWC14 | pH strips |  |  |  | 2014-07-09
PHSTTRWC15 | pH strips |  |  |  | 2014-07-09
PHSTTRWC16 | pH strips |  |  |  | 2014-07-09
PHSTTRWC17 | pH strips |  |  |  | 2014-07-09
PHSTTRWC18 | pH strips |  |  |  | 2014-07-09
PHSTTRWC2 | pH strips |  |  |  | 2014-07-09
PHSTTRWC3 | pH strips |  |  |  | 2014-07-09
PHSTTRWC4 | pH strips |  |  |  | 2014-07-09
PHSTTRWC5 | pH strips |  |  |  | 2014-07-09
PHSTTRWC6 | pH strips |  |  |  | 2014-07-09
PHSTTRWC7 | pH strips |  |  |  | 2014-07-09
PHSTTRWC8 | pH strips |  |  |  | 2014-07-09
PHSTTRWC9 | pH strips |  |  |  | 2014-07-09
PHST-UW-01 | Machery-Nagel pH Color Strips |  |  |  | 2014-07-16
PHST-UW-02 | Machery-Nagel pH Color Strips |  |  |  | 2014-07-16
PHST-UW-03 | Machery-Nagel pH Color Strips |  |  |  | 2014-07-16
PHST-UW-04 | Machery-Nagel pH Color Strips |  |  |  | 2014-07-16
pH-TST-01 | Oakton pH Meter |  |  |  | 2018-04-27
pH-TST-02 | Oakton pH Meter |  |  |  | 2018-04-27
pH-TST-03 | Oakton pH Meter |  |  |  | 2018-04-27
pH-TST-04 | Oakton pH Meter |  |  |  | 2018-04-27
pH-TST-05 | Oakton pH Meter |  |  |  | 2018-04-27
pH-TST-06 | Oakton pH Meter |  |  |  | 2018-04-27
pH-TST-07 | Oakton pH Meter |  |  |  | 2018-04-27
pH-TST-08 | Oakton pH Meter |  |  |  | 2018-04-27
pH-TST-09 | Oakton pH Meter |  |  |  | 2018-04-27
pH-TST-10 | Oakton pH Meter |  |  |  | 2018-04-27
Plastic Cup | Plastic Cup |  |  |  | 2017-03-06
PNSSNS_Marsh-McBirney 2000 | Marsh-McBirney 2000 |  |  |  | 2016-05-20
PNSSNS_Oakton RCD-3 | Oakton RCD-3 |  |  |  | 2016-05-20
PNSSNS_Spectrum PH | Spectrum PH Meter |  |  | Field Prob | 2016-05-20
PNSSNS_YSI 30 | YSI 30 |  |  | Field Prob | 2012-06-21
PNSSNS_YSI 50 DO | YSI 50 |  |  | Field Prob | 2012-06-21
PNSSNS_YSI 556 MPS | YSI 556 MPS |  |  |  | 2014-12-08
PO4C-CWC-01 | Hanna Phosphate Low Range Meter |  |  |  | 2016-05-20
PO4-CDM-01 | Hach Orthophosphate meter |  |  |  | 2016-05-20
PO4-FOTC-01 | LaMotte Phosphate Kit |  |  |  | 2014-07-16
PO4-LMC-01 | Phosphate Kit |  |  |  | 2014-07-16
PO4M-3NET-01 | Hanna Orthophosphate meter |  |  |  | 2016-05-20
PO4M-3NET-02 | Hanna Orthophosphate meter |  |  |  | 2016-05-20
PO4M-MON-01 | Orthophosphate meter |  |  |  | 2016-05-20
PO4-STB-01 | Orthophosphate meter |  |  |  | 2016-05-20
PO4-USLT1 | Hanna Orthophosphate meter |  |  |  | 2016-05-20
POCIS passive samplers | POCIS passive samplers (polar organic chemical integrative sampler) |  |  |  | 2017-06-27
Pole & Beaker | Pole & Beaker |  |  | Water Sampler | 2011-01-20
Pole & Beaker to Churn Splitter | Pole & Beaker to Churn Splitter |  |  | Water Sampler | 2007-09-01
Ponar_0.023m2 | Ponar Grab |  |  | Sediment Sampler | 2016-05-20
Ponar_0.052m2 | Ponar Grab |  |  | Sediment Sampler | 2016-05-20
Poolmaster 5-Way Test Kit | Titration Test Kit for Alkalinity |  |  | Field Probe | 2021-01-29
Posthole Corer | Posthole Corer |  |  | Sediment | 2012-05-07
PTFE bottle 3L | 3L PTFE bottle |  |  |  | 2017-08-07
PVCDelim & SyrScrub | PVC Delimiter & Syringe Scrubber |  |  | BioassessmentCollection | 2011-01-20
PVCDelimiter | PVC Delimiter |  | Area | BioassessmentCollection | 2011-01-20
Pygmy Spinner Meter | Pygmy Spinner Meter | Not Recorded |  | Field Probe | 2016-11-01
QVIR YSI 556 MPS | YSI 556 MPS |  |  | Field Probe | 2016-05-20
QVIR YSI 6920 v2 | YSI 6920 |  |  | Field Probe | 2016-05-20
R7513Lot:62040 | Dissolved Oxygen Meter |  |  |  | 2016-05-20
Ramp Trap | Ramp Trap |  |  | BioassessmentCollection | 2019-04-30
RBI_Oakton PCTS | Oakton PCTSTestr 50 Waterproof Pocket pH/Cond/TDS/Salinity Tester, Premium 50 Series |  |  | Field Probe | 2024-11-18
RBI_YSI ProODO | YSI ProODO |  |  | Field Probe | 2024-11-18
RBR Concerto3 | RBR data logger measuring conductivity, temperature, chlorophyll a, dissolved oxygen |  |  | Field Probe | 2021-02-05
RCD HACH | Turbidity meter |  |  |  | 2016-05-20
RCD YSI | YSI 85 |  |  | Field Probe | 2016-05-20
RCDMC_Pole&Dipper | Extendable pole and dipper cup |  |  |  | 2020-03-18
RCDMC_YSI_multi | YSI multi-probe meter |  |  |  | 2020-03-18
RCFC Aquatroll 500 SN# 762874 | In-Situ Aqua Troll 500 | 762874 |  |  | 2022-01-07
RCFC Aquatroll 500 SN# 762881 | In-Situ Aqua Troll 500 | 762881 |  |  | 2022-12-08
RCFC Aquatroll 500 SN# 762912 | In-Situ Aqua Troll 500 | 762912 |  |  | 2022-01-07
RCFC Quanta Sonde SN# QD03667 (QT03811) | Quanta Multiparameter Sonde |  |  |  | 2019-01-30
RCFC Quanta Sonde SN# QD03678 (QT05510) | Quanta Multiparameter Sonde |  |  |  | 2019-01-30
RCFC Quanta Sonde SN# QD03779 (QT03823) | Quanta Multiparameter Sonde | QD03779 |  | Field Probe | 2019-10-23
REF-AMRF-01 | Refractometer |  |  |  | 2016-05-20
REF-CMA-01 | Refractometer |  |  |  | 2016-05-20
REF-RCDSMM-01 | Refractometer |  |  |  | 2016-05-20
REF-SCMI-05 | Refractometer |  |  |  | 2016-05-20
REF-SCMI-06 | Refractometer |  |  |  | 2016-05-20
REF-SCMI-09 | Refractometer |  |  |  | 2016-05-20
REF-STB-1 | Salinity Meter |  |  |  | 2016-05-20
Research Vessel Depth Meter | Research Vessel Depth Meter |  |  |  | 2016-05-20
RF-FNC-01 | Refractometer |  |  |  | 2016-05-20
RTD_YSI EC300A | YSI EcoSense EC300A Conductivity Meter |  |  | Field Probe | 2025-01-27
RTD_YSI Pro30 | YSI Pro30 Conductivity Meter |  |  | Field Pobe | 2026-03-30
RubberDelimiter | Rubber Delimiter |  | Area | BioassessmentCollection | 2011-01-20
RubDelim & PVCDelim | Rubber Delimiter & PVC Delimiter |  |  | BioassessmentCollection | 2011-01-20
RubDelim & PVCDelim & SyrScrub | PVC Delimiter, Rubber Delimiter, & Syringe Scrubber |  |  | BioassessmentCollection | 2011-01-20
RubDelim & SyrScrub | Rubber Delimiter & Syringe Scrubber |  |  | BioassessmentCollection | 2011-01-20
Runoff catchment glass containers | Runoff catchment glass containers |  |  | Water Sampler | 2008-01-01
RWB2 Hach 2100Q Portable Turbidimeter (Alton) | Hach 2100Q Portable Turbidimeter |  |  | Field Probe | 2019-07-29
RWB2 Hach 2100Q Portable Turbidimeter (Gordon) | Hach 2100Q Portable Turbidimeter |  |  | Field Probe | 2019-07-29
RWB2 YSI ProDSS (Jane) | YSI ProDSS |  |  | Field Probe | 2019-07-29
RWB2 YSI ProDSS (Mary) | YSI ProDSS |  |  | Field Probe | 2019-07-29
RWB3 HACH Pocket Pro PH 1375 | HACH Pocket Pro PH 1375 | 180620001375 |  | Field Probe | 2018-09-04
RWB3 HACH Pocket Pro PH 1397 | HACH Pocket Pro PH 1397 | 170610001397 |  | Field Probe | 2018-12-04
RWB5_CRC_Kleinfelder_HorizontalKemmerer | Horizontal Kemmerer |  |  | Water Sampler | 2017-12-12
RWB5_CRC_Kleinfelder_Kemmerer | Kleinfelder_Kemmerer |  |  | Water Sampler | 2017-12-12
RWB9_HACH_FH950 | HACH FH950 Flow Meter | 162731003524 |  | Field Probe | 2018-07-16
RWB9_Manta2_Long | Eureka Manta 2 Multiprobe Long Cord | MT09172991 |  | Field Probe | 2018-07-16
RWB9_Manta2_Short | Eureka Manta 2 Multiprobe Short Cord | MT09172992 |  | Field Probe | 2018-07-16
RWB9_YSI_ProPlus | YSI Pro Plus Multiparameter |  |  | Field Probe | 2023-12-29
RWQB1 YSI EXO2 meter | YSI EXO2 meter |  |  | Field Probe | 2016-05-20
RWQCB1 Digisense Environmental Monitor | Digisense Environmental Monitor |  |  | Field Probe | 2018-08-14
RWQCB1 HACH 2100A | HACH 2100A |  |  | Field Probe | 2016-05-20
RWQCB1 HACH 2100N Turbidimeter | Hach 2100N | 01200008025 |  | Field Probe | 2017-02-01
RWQCB1 Hand Held Thermometer | Hand Held Thermometer |  |  | Field Probe | 2016-05-20
RWQCB1 Hand-Held Spirit Thermometer | Hand-Held Spirit Thermometer |  |  | Field Probe | 2016-05-20
RWQCB1 Hydrolab DS3 #3 SN# 23392 | Hydrolab DS3 | 23392 |  | Field Prob | 2016-05-20
RWQCB1 Richart-Jung TempComp Refractometer M#10419 | Richert-Jung temperature compensated Refractometer Model # 10419 | 11640-2 |  | Field Probe | 2016-05-20
RWQCB1 Sontek FlowTracker P2021 | Sontek FlowTracker P2021 |  |  | Field Probe | 2016-05-20
RWQCB1 Stainless Steel Kemmer Sampler | Stainless Steel Kemmer Sampler |  |  | Water Sampler | 2007-09-01
RWQCB1 Stainless Steel Kemmerer Sampler | Stainless Steel Kemmerer Sampler |  |  | Water Sampler | 2014-05-01
RWQCB1 YSI 600 OMS SN# 03E0216AA | YSI 600 OMS |  |  | Field Probe | 2016-05-20
RWQCB1 YSI 600 OMS SN# 12D100930 | YSI 600 OMS | 12D100930 |  | Field Probe | 2017-02-01
RWQCB1 YSI 600 XL SN# 02B0044AA | YSI 600 | 02B0044AA |  | Field Probe | 2021-09-13
RWQCB1 YSI 600 XL SN# 02B0044AB | YSI 600 | 02B0044AB |  | Field Probe | 2021-09-13
RWQCB1 YSI 600 XL SN# 08D100573 | YSI 600 |  |  | Field Probe | 2016-05-20
RWQCB1 YSI 6600 SN# 02A1256AA | YSI 6600 |  |  | Field Probe | 2016-05-20
RWQCB1 YSI 6600 SN# 02B0212AA | YSI 6600 | 02B0212AA |  | Field Probe | 2016-05-20
RWQCB1 YSI 6600 SN# 02B0212AB | YSI 6600 |  |  | Field Probe | 2016-05-20
RWQCB1 YSI 6600 SN# 02B1256AB | YSI 6600 |  |  | Field Probe | 2016-05-20
RWQCB1 YSI 6600 SN# 02B1256AC | YSI 6600 |  |  | Field Probe | 2016-05-20
RWQCB1 YSI 6600 SN# 02B1256AD | YSI 6600 |  |  | Field Probe | 2016-05-20
RWQCB1 YSI 6600 SN# 08D100634 | YSI 6600 |  |  | Field Probe | 2016-05-20
RWQCB1 YSI 6600 SN# 08D100635 | YSI 6600 |  |  | Field Probe | 2016-05-20
RWQCB1 YSI 6600 SN# 09L100548 | YSI 6600 |  |  | Field Probe | 2016-05-20
RWQCB1 YSI 6920 SN# 01F0960AA | YSI 6920 |  |  | Field Probe | 2016-05-20
RWQCB1 YSI 6920 SN# 01F0960AC | YSI 6920 |  |  | Field Probe | 2016-05-20
RWQCB1 YSI Meter 600 XL AA | YSI 600 |  |  | Field Probe | 2016-05-20
RWQCB1 YSI Meter 600 XL AB | YSI 600 |  |  | Field Probe | 2016-05-20
RWQCB1 YSI Meter 600 XL unk | YSI 600 |  |  | Field Probe | 2016-05-20
RWQCB1_YSI EXO1_12 | YSI EXO1 | 22F104012 |  | Field Probe | 2023-06-15
RWQCB1_YSI EXO1_13 | YSI EXO1 | 22F104013 |  | Field Probe | 2023-06-15
RWQCB1_YSI EXO1_48 | YSI EXO1 | 18E101948 |  | Field Probe | 2023-06-15
RWQCB1_YSI EXO1S-27 | YSI EXO1s Multiparameter Sonde | 24b104327 |  | Field Probe | 2024-03-25
RWQCB1_YSI EXO1S-28 | YSI EXO1s Multiparameter Sonde | 24b104328 |  | Field Probe | 2024-03-25
RWQCB1_YSI EXO1S-29 | YSI EXO1s Multiparameter Sonde | 24b104329 |  | Field Probe | 2024-03-25
RWQCB2 #1 Hach 2100P | HACH 2100 | 010500029178 |  | Field Probe | 2016-05-20
RWQCB2 #2 Hach 2100P | HACH 2100 |  |  | Field Probe | 2016-05-20
RWQCB2 Gurley No. 625 Pygmy Meter | Gurley No. 625 Pigmy Meter | TT0366 |  | Field Probe | 2016-05-20
RWQCB2 Hach 2100 unknown | HACH 2100 |  |  | Field Probe | 2016-05-20
RWQCB2 Hach 2100P Turbidimeter | Hach 2100P Turbidimeter | 46500-00 |  | Field Probe | 2016-05-20
RWQCB2 Hach Alkalinity Test Kit | Hach Alkalinity Test Kit | 24443-01 |  | Field Probe | 2012-05-14
RWQCB2 Hobo Temp #749845 | HOBO Water Temp Pro | 749845 |  | Field Probe | 2016-05-20
RWQCB2 Hobo Temp #749851 | HOBO Water Temp Pro | 749851 |  | Field Probe | 2016-05-20
RWQCB2 Hobo Temp #749852 | HOBO Water Temp Pro | 749852 |  | Field Probe | 2016-05-20
RWQCB2 Hobo Temp #749858 | HOBO Water Temp Pro | 749858 |  | Field Probe | 2016-05-20
RWQCB2 Hobo Temp #749864 | HOBO Water Temp Pro | 749864 |  | Field Probe | 2016-05-20
RWQCB2 Hobo Temp #749865 | HOBO Water Temp Pro | 749865 |  | Field Probe | 2016-05-20
RWQCB2 Hobo Temp #749866 | HOBO Water Temp Pro | 749866 |  | Field Probe | 2016-05-20
RWQCB2 Hobo Temp #749870 | HOBO Water Temp Pro | 749870 |  | Field Probe | 2016-05-20
RWQCB2 Hobo Temp #749871 | HOBO Water Temp Pro | 749871 |  | Field Probe | 2016-05-20
RWQCB2 Hobo Temp #749872 | HOBO Water Temp Pro | 749872 |  | Field Probe | 2016-05-20
RWQCB2 Hobo Temp #749878 | HOBO Water Temp Pro | 749878 |  | Field Probe | 2016-05-20
RWQCB2 Hobo Temp #749890 | HOBO Water Temp Pro | 749890 |  | Field Probe | 2016-05-20
RWQCB2 Hobo Temp #749895 | HOBO Water Temp Pro | 749895 |  | Field Probe | 2016-05-20
RWQCB2 Hobo Temp #749898 | HOBO Water Temp Pro | 749898 |  | Field Probe | 2016-05-20
RWQCB2 Hobo Temp #754060 | HOBO Water Temp Pro | 754060 |  | Field Probe | 2016-05-20
RWQCB2 Hobo Temp #754065 | HOBO Water Temp Pro | 754065 |  | Field Probe | 2016-05-20
RWQCB2 Hobo Temp #754066 | HOBO Water Temp Pro | 754066 |  | Field Probe | 2016-05-20
RWQCB2 Hobo Temp #754068 | HOBO Water Temp Pro | 754068 |  | Field Probe | 2016-05-20
RWQCB2 Hobo Temp #754076 | HOBO Water Temp Pro | 754076 |  | Field Probe | 2016-05-20
RWQCB2 Hobo Temp #779087 | HOBO Water Temp Pro | 779087 |  | Field Probe | 2016-05-20
RWQCB2 Hobo Temp #881802 | HOBO Water Temp Pro | 881802 |  | Field Probe | 2016-05-20
RWQCB2 Hobo Temp #881809 | HOBO Water Temp Pro | 881809 |  | Field Probe | 2016-05-20
RWQCB2 Hobo Temp #881812 | HOBO Water Temp Pro | 881812 |  | Field Probe | 2016-05-20
RWQCB2 Hobo Temp #881815 | HOBO Water Temp Pro | 881815 |  | Field Probe | 2016-05-20
RWQCB2 Hobo Temp #881817 | HOBO Water Temp Pro | 881817 |  | Field Probe | 2016-05-20
RWQCB2 Hobo Temp #893679 | HOBO Water Temp Pro | 893679 |  | Field Probe | 2016-05-20
RWQCB2 Hobo Temp #893680 | HOBO Water Temp Pro | 893860 |  | Field Probe | 2016-05-20
RWQCB2 Hobo Temp #893681 | HOBO Water Temp Pro | 893681 |  | Field Probe | 2016-05-20
RWQCB2 Hobo Temp #893682 | HOBO Water Temp Pro | 893682 |  | Field Probe | 2016-05-20
RWQCB2 Hobo Temp #893683 | HOBO Water Temp Pro | 893683 |  | Field Probe | 2016-05-20
RWQCB2 Isokinetic Sampler | Isokinetic Depth-Integrating Handheld Sampler |  |  | Water Sampler | 2013-11-07
RWQCB2 L_Bracket | Metal L bracket |  |  | Water Sampler | 2014-07-14
RWQCB2 Marsh-McBirney Flow-Mate 2000 | Marsh-McBirney Flow-Mate 2000 |  |  | Field Probe | 2016-05-20
RWQCB2 Secchi Disk | Secchi Disk |  |  | Field Probe | 2016-05-20
RWQCB2 SonTec FlowTracker2 | SonTec FlowTracker2 |  |  | Field Equipment | 2019-07-29
RWQCB2 YSI 6600 #1 | YSI 6600 | 01F1001AD |  | Field Probe | 2016-05-20
RWQCB2 YSI 6600 #10 | YSI 6600 |  |  | Field Probe | 2016-05-20
RWQCB2 YSI 6600 #11 | YSI 6600 |  |  | Field Probe | 2016-05-20
RWQCB2 YSI 6600 #2 | YSI 6600 | 01F1001AC |  | Field Probe | 2016-05-20
RWQCB2 YSI 6600 #3 | YSI 6600 | 01F1001AB |  | Field Probe | 2016-05-20
RWQCB2 YSI 6600 #4 | YSI 6600 | 01F1001AA |  | Field Probe | 2016-05-20
RWQCB2 YSI 6600 #5 | YSI 6600 | 01F1001AE |  | Field Probe | 2016-05-20
RWQCB2 YSI 6600 #6 | YSI 6600 | 01F1001AF |  | Field Probe | 2016-05-20
RWQCB2 YSI 6920 #1 | YSI 6920 | 03C0379AA |  | Field Probe | 2016-05-20
RWQCB2 YSI 6920 #2 | YSI 6920 | 03C0379AB |  | Field Probe | 2016-05-20
RWQCB2 YSI 6920v2 #7 | YSI 6920 v2 | 08A101441 |  | Field Probe | 2012-01-30
RWQCB2 YSI 6920v2 #8 | YSI 6920 v2 | 03C0379AA |  | Field Probe | 2016-05-20
RWQCB2 YSI 6920v2 #9 | YSI 6920 v2 | 03C0379AB |  | Field Probe | 2016-05-20
RWQCB2 YSI EXO2 #13 | YSI EXO2 | 15K100380 |  | Field Probe | 2016-05-20
RWQCB2 YSI EXO2 #14 | YSI EXO2 | 15K100381 |  | Field Probe | 2016-05-20
RWQCB2 YSI EXO2 #15 | YSI EXO2 | 15K100382 |  | Field Probe | 2016-05-20
RWQCB2 YSI EXO2 #16 | YSI EXO2 | 15K100383 |  | Field Probe | 2016-05-20
RWQCB2 YSI EXO2 #17 | YSI EXO2 |  |  | Field Probe | 2019-09-13
RWQCB2 YSI Professional Plus #12 | YSI Professional Plus |  |  | Field Probe | 2016-05-20
RWQCB3 Dakota Watch Weather Station Clip | Dakota Watch Weather Station Clip |  |  | Field Probe | 2016-05-20
RWQCB3 Densiometer-concave | Densiometer (Concave) |  |  | Field Probe | 2016-05-20
RWQCB3 Densiometer-convex | Densiometer (Convex) |  |  | Field Probe | 2016-05-20
RWQCB3 Eckman Grab Sampler | Eckman Grab Sampler |  |  | SedimentCollection | 2015-02-03
RWQCB3 HACH 2100Q | HACH 2100Q Portable Turbidimeter Kit | 20030C084316 |  | Field Probe | 2021-05-11
RWQCB3 HACH 2100Q #2 | HACH 2100Q Portable Turbidimeter Kit | 25060D000351 |  | Field Probe | 2025-08-25
RWQCB3 HACH 2100Q IS | HACH 2100Q IS Portable Turbidimeter Kit | 23120D000481 |  | Field Probe | 2024-08-15
RWQCB3 Hach Alkalinity Test Kit | Hach Alkalinity Test Kit |  |  | Field Probe | 2011-09-15
RWQCB3 HACH FH950 | HACH FH950 Portable Velocity System | 201501004627 |  | Field Probe | 2021-05-11
RWQCB3 HACH Pocket Pro PH 077 | HACH Pocket Pro PH 077 | 170710001077 |  | Field Probe | 2018-02-21
RWQCB3 HOBO Temp #9862313 | HOBO Water Temp Pro | 9862313 |  | Field Probe | 2016-05-20
RWQCB3 HOBO TidbiT MX2203 7957 | HOBO TidbiT MX Temperature 400ft Data Logger MX2203 | 22137957 |  | Field Probe | 2025-09-03
RWQCB3 HOBO TidbiT MX2203 7958 | HOBO TidbiT MX Temperature 400ft Data Logger MX2203 | 22137958 |  | Field Probe | 2025-09-03
RWQCB3 HOBO TidbiT MX2203 7959 | HOBO TidbiT MX Temperature 400ft Data Logger MX2203 | 22137959 |  | Field Probe | 2025-09-03
RWQCB3 HOBO TidbiT MX2203 7960 | HOBO TidbiT MX Temperature 400ft Data Logger MX2203 | 22137960 |  | Field Probe | 2025-09-03
RWQCB3 HOBO TidbiT MX2203 7961 | HOBO TidbiT MX Temperature 400ft Data Logger MX2203 | 22137961 |  | Field Probe | 2025-09-03
RWQCB3 HOBO TidbiT MX2203 7963 | HOBO TidbiT MX Temperature 400ft Data Logger MX2203 | 22137963 |  | Field Probe | 2025-09-03
RWQCB3 HOBO TidbiT MX2203 7964 | HOBO TidbiT MX Temperature 400ft Data Logger MX2203 | 22137964 |  | Field Probe | 2025-09-03
RWQCB3 HOBO TidbiT MX2203 7965 | HOBO TidbiT MX Temperature 400ft Data Logger MX2203 | 22137965 |  | Field Probe | 2025-09-03
RWQCB3 Hydrolab DS3 | Hydrolab DS3 | 36200 |  | Field Probe | 2016-05-26
RWQCB3 Hydrolab DS4a loaner | Hydrolab DS4 | SN_00001 |  | Field Probe | 2016-05-26
RWQCB3 Hydrolab DS4a1 | Hydrolab DS4a1 | 37520 |  | Field Probe | 2016-05-20
RWQCB3 Hydrolab DS4a2 | Hydrolab DS4a2 | 38837 |  | Field Probe | 2016-05-20
RWQCB3 Hydrolab DS5 | Hydrolab DS5 | 110200060440 |  | Field Probe | 2016-05-20
RWQCB3 Hydrolab HL4 111 | Hydrolab HL4 | 18250H401111 |  | Field Probe | 2022-04-01
RWQCB3 Hydrolab HL4 340 | Hydrolab HL4 | 15292H400340 |  | Field Probe | 2017-02-14
RWQCB3 Hydrolab HL4 341 | Hydrolab HL4 | 15292H400341 |  | Field Probe | 2017-02-14
RWQCB3 Hydrolab HL4 402 | Hydrolab HL4 | 15292H400402 |  | Field Probe | 2017-02-14
RWQCB3 Hydrolab HL4 890 | Hydrolab HL4 | 17207H400890 |  | Field Probe | 2017-08-24
RWQCB3 Hydrolab HL4 891 | Hydrolab HL4 | 17209H400891 |  | Field Probe | 2017-08-24
RWQCB3 Hydrolab MS4a1 | Hydrolab MS4a1 | 40102 |  | Field Probe | 2016-05-20
RWQCB3 Hydrolab MS4a2 | Hydrolab MS4a2 | 40099 |  | Field Probe | 2016-05-20
RWQCB3 Hydrolab MS4a3 | Hydrolab MS4a3 | 40101 |  | Field Probe | 2016-05-20
RWQCB3 Hydrolab MS4a4 | Hydrolab MS4a4 | 40013 |  | Field Probe | 2016-05-20
RWQCB3 Hydrolab MS4a5 | Hydrolab MS4a5 | 40100 |  | Field Probe | 2016-05-20
RWQCB3 Hydrolab MS4a6 | Hydrolab MS4 | 40103 |  | Field Probe | 2016-04-12
RWQCB3 Marsh-McBirney Flow-Mate 2000 | Marsh-McBirney Flow-Mate 2000 |  |  | Field Probe | 2016-05-20
RWQCB3 Onset HOBO U22-001 1332 | Onset HOBO U22-001 Pro v2 Water Temperature Data Logger | 22311332 |  | Field Probe | 2025-09-03
RWQCB3 Onset HOBO U22-001 1333 | Onset HOBO U22-001 Pro v2 Water Temperature Data Logger | 22311333 |  | Field Probe | 2025-09-03
RWQCB3 Onset HOBO U22-001 1334 | Onset HOBO U22-001 Pro v2 Water Temperature Data Logger | 22311334 |  | Field Probe | 2025-09-03
RWQCB3 Onset HOBO U22-001 1335 | Onset HOBO U22-001 Pro v2 Water Temperature Data Logger | 22311335 |  | Field Probe | 2025-09-03
RWQCB3 Onset HOBO U22-001 1336 | Onset HOBO U22-001 Pro v2 Water Temperature Data Logger | 22311336 |  | Field Probe | 2025-09-03
RWQCB3 Onset HOBO U22-001 1337 | Onset HOBO U22-001 Pro v2 Water Temperature Data Logger | 22311337 |  | Field Probe | 2025-09-03
RWQCB3 Onset HOBO U22-001 1338 | Onset HOBO U22-001 Pro v2 Water Temperature Data Logger | 22311338 |  | Field Probe | 2025-09-03
RWQCB3 Onset HOBO U22-001 1339 | Onset HOBO U22-001 Pro v2 Water Temperature Data Logger | 22311339 |  | Field Probe | 2025-09-03
RWQCB3 Onset HOBO U22-001 1340 | Onset HOBO U22-001 Pro v2 Water Temperature Data Logger | 22311340 |  | Field Probe | 2025-09-03
RWQCB3 Onset HOBO U22-001 1341 | Onset HOBO U22-001 Pro v2 Water Temperature Data Logger | 22311341 |  | Field Probe | 2025-09-03
RWQCB3 Pygmy Gurley | Pygmy Gurley |  |  | Field Probe | 2016-05-20
RWQCB3 Thermometer (Plastic Armored) | Thermometer (Plastic Armored) |  |  | Field Probe | 2016-05-20
RWQCB3 Turner FluoroSense Handheld 125 | RWQCB3 Turner FluoroSense Handheld | 286P000125 |  | Field Probe | 2019-07-02
RWQCB3 Turner FluoroSense Handheld Fluorometer 1 | FluoroSense Handheld Fluorometer Chlorophyll | 286P000116 |  | Field Probe | 2017-02-14
RWQCB3 Turner FluoroSense Handheld Fluorometer 2 | FluoroSense Handheld Fluorometer Chlorophyll | 286C00169 |  | Field Probe | 2017-02-14
RWQCB3 Turner FluoroSense Handheld Fluorometer 270 | FluoroSense Handheld Fluorometer Chlorophyll | 286C000270 |  | Field Probe | 2019-01-25
RWQCB3 Turner FluoroSense Handheld Fluorometer 3 | FluoroSense Handheld Fluorometer Chlorophyll | 286C000202 |  | Field Probe | 2017-08-24
RWQCB3 Turner FluoroSense Handheld Fluorometer 559 | Turner FluoroSense Handheld Fluorometer | 286C000559 |  | Field Probe | 2025-02-24
RWQCB3 Turner FluoroSense Handheld Phycocyanin 116 | RWQCB3 Turner FluoroSense Handheld | 286P000116 |  | Field Probe | 2019-07-02
RWQCB3 Turner FluoroSense Handheld Phycocyanin 380 | Turner FluoroSense Handheld Phycocyanin | 286P000380 |  | Field Probe | 2025-02-24
RWQCB3 YSI 55 | YSI 55 |  |  | Field Probe | 2016-05-20
RWQCB3 YSI ProDSS 352 | YSI ProDSS | 19E1900352 |  | Field Probe | 2022-07-20
RWQCB4 ISCO 3710 | ISCO Model 3710 Standard and Compact Sampler |  |  | Water Sampler | 2018-11-06
RWQCB5 Bilge Pump | Bilge Pump |  |  | Water Sampler | 2017-10-03
RWQCB5_ChemCatcher | Chemcatcher passive sampling device |  |  |  | 2016-08-24
RWQCB5F Dipper Cup | Dipper Cup |  |  | Water Sampler | 2007-09-01
RWQCB5F Hach 2100P | Hach 2100P | 09030c035205 |  | Field Probe | 2016-05-20
RWQCB5F Hach 2100Q | HACH 2100Q |  |  | Field Probe | 2019-07-02
RWQCB5F Myron 6PFCE | Myron 6PFCE Field Meter | 6225924 |  | Field Probe | 2016-05-20
RWQCB5F Myron 6PFCE - 6225924 | Myron 6PFCE Field Meter | 6225924 |  | Field Probe | 2016-05-20
RWQCB5F Oakton pH meter SWAMP2 | Oakton pH meter |  |  | Field Probe | 2016-05-20
RWQCB5F pH Tester 2 MS | pH Tester |  |  | Field Probe | 2011-04-19
RWQCB5F pH Tester 2 Swamp1 | pH Tester |  |  | Field Probe | 2011-04-19
RWQCB5F Secchi Disk | Secchi Disk |  |  | Field Probe | 2016-05-20
RWQCB5F Swoffer 2100 #1 | Swoffer 2100 Flow Meter | 6697 |  | Field Probe | 2016-05-20
RWQCB5F Swoffer 2100 #2 | Swoffer 2100 Flow Meter | 6689 |  | Field Probe | 2016-05-20
RWQCB5F Thermometer Swamp 1 (Metal Armored) | Metal Armored Thermometer |  |  | Field Probe | 2016-05-20
RWQCB5F Thermometer Swamp 2 (Plastic Armored) | Plastic Armored Thermometer |  |  | Field Probe | 2016-05-20
RWQCB5F Thermometer Swamp 3 (Plastic Armored) | Plastic Armored Thermometer |  |  | Field Probe | 2016-05-20
RWQCB5F World Water Monitoring Kit | World Water Monitoring Kit |  |  | Field Probe | 2012-04-20
RWQCB5F YSI 30 | YSI 30 | 99B03070 |  | Field Probe | 2016-05-20
RWQCB5F YSI 30 AG | YSI 30 Temperature | 99A0901 AG |  | Field Probe | 2016-05-20
RWQCB5F YSI 55 #1 01M0520 BC | YSI 55 | 01M0520 BC |  | Field Probe | 2016-05-20
RWQCB5F YSI 55 #2 01M0520 BO | YSI 55 | 01M0520 BO |  | Field Probe | 2016-05-20
RWQCB5F YSI 55 #3 04K17247 AO | YSI 55 | 04K17247 AO |  | Field Probe | 2016-05-20
RWQCB5F YSI 55 00A0904 AE | YSI 55 | 00A0904 AE |  | Field Probe | 2016-05-20
RWQCB5F YSI 55 06E1979 AJ | YSI 55 | 06E1979 AJ |  | Field Probe | 2016-05-20
RWQCB5F YSI 55 Unk | YSI 55 | 04K17247 AO |  | Field Probe | 2016-05-20
RWQCB5F YSI 550A | YSI 550A DO | 05E1748AP |  | Field Probe | 2016-05-20
RWQCB5F YSI 63 | YSI 63 Mulit-Probe Field Meter |  |  | Field Probe | 2016-05-20
RWQCB5F YSI 63 07B1130 | YSI 63 | 07B1130 |  | Field Probe | 2016-05-20
RWQCB5F YSI 63 AA 05J1830 | YSI 63 Temp meter | 05J1830 AA |  | Field Probe | 2016-05-20
RWQCB5F YSI 63 AA 05J1944 | YSI 63 Temp meter | 05J1944 AA |  | Field Probe | 2016-05-20
RWQCB5F YSI 63 AB 03F0360 | YSI 63 Temp meter | 03F0360 AB |  | Field Probe | 2007-09-01
RWQCB5F YSI 63 AC 03F0360 | YSI 63 Temp meter | 03F0360 AC |  | Field Probe | 2016-05-20
RWQCB5F YSI Meter EXO1 105 | YSI EXO Sonde with EXO handheld meter | 14C103105 |  | Field Probe | 2019-07-02
RWQCB5F YSI Meter EXO1 829 | YSI EXO Sonde with EXO handheld meter | 14C103829 |  | Field Probe | 2016-05-20
RWQCB5F YSI Meter EXO1 830 | YSI EXO Sonde with EXO handheld meter | 14C103830 |  | Field Probe | 2016-05-20
RWQCB5L Global Flow Meter FP101 | Global Flow Meter FP101 |  |  | Field Probe | 2016-05-20
RWQCB5L Hach 2100A, method 180.1 | HACH 2100A, method 180.1 |  |  | Field Probe | 2016-05-20
RWQCB5L Orion 230A 02 | Orion 230A 02 |  |  | Field Probe | 2016-05-20
RWQCB5L pH Accumet 50 | pH Accumet 50 |  |  | Field Probe | 2016-05-20
RWQCB5L Seco 4200-00 Hand Level | Seco 4200-00 Hand Level |  |  | Field Probe | 2007-09-01
RWQCB5L Spherical Densiometer Model-C | Spherical Densiometer Model-C |  |  | Field Probe | 2007-09-01
RWQCB5L YSI 55 | YSI 55 |  |  | Field Probe | 2016-05-20
RWQCB5L YSI 85 | YSI 85 |  |  | Field Probe | 2016-05-20
RWQCB5L YSI Meter 6600 | YSI 6600 |  |  | Field Probe | 2016-05-20
RWQCB5L YSI pH 100 | YSI pH 100 |  |  | Field Probe | 2016-05-20
RWQCB5R YSI ProDSS #1 | YSI ProDSS Multiparameter Meter |  |  | Field Probe | 2019-01-02
RWQCB5R YSI ProDSS #2 | YSI ProDSS Multiparameter Meter |  |  | Field Probe | 2019-01-02
RWQCB5R YSI ProDSS #3 | YSI ProDSS Multiparameter Meter |  |  | Field Probe | 2019-01-02
RWQCB5S #1 Hach 2100P | Hach 2100P |  |  | Field Probe | 2016-05-20
RWQCB5S #2 Hach 2100P | Hach 2100P |  |  | Field Probe | 2016-05-20
RWQCB5S Blue Myron | Myron 6p Ultrameter II |  |  | Field Prob | 2016-05-20
RWQCB5S Blue Myron #1 | Myron 6p Ultrameter II | 18459 |  | Field Probe | 2016-05-20
RWQCB5S Blue Myron #2 | Myron 6p Ultrameter II | 18458 |  | Field Probe | 2016-05-20
RWQCB5S Blue Myron #3 | Myron 6p Ultrameter II | 20736 |  | Field Probe | 2016-05-20
RWQCB5S Eckman Bottom Grab Sampler | Eckman Bottom Grab Sampler | 07202 |  | Sediment Sampler | 2007-09-01
RWQCB5S Garmin GPSMAP 64x #1 | Garmin GPSMAP 64x handheld GPS unit |  |  | Field Probe | 2019-12-24
RWQCB5S Garmin GPSMAP 64x #2 | Garmin GPSMAP 64x handheld GPS unit |  |  | Field Probe | 2019-12-24
RWQCB5S Hach 2100P | Hach 2100P |  |  | Field Probe | 2016-05-20
RWQCB5S Hach 2100Q | Hach 2100Q |  |  | Field Probe | 2016-06-15
RWQCB5S Hach 2100Q #2 | Hach 2100Q (Turbidity Sensor) |  |  | Field Probe | 2019-12-18
RWQCB5S Hach 2100Q #3 | Hach 2100Q (Turbidity Sensor) |  |  | Field Probe | 2019-12-18
RWQCB5S Hach 2100Q #4 | Hach 2100Q (Turbidity Sensor) |  |  | Field Probe | 2019-12-18
RWQCB5S Hach -DRT 15CE | HACH turbidity meter | 406376 |  | Field Probe | 2016-05-20
RWQCB5S Hach HQ30d | Hach HQ30d |  |  | Field Prob | 2016-05-20
RWQCB5S Hobo Temp #1 | Optic Stow Away Temperature Meter WTA08 -39+75 | 569147 |  | Field Probe | 2016-05-20
RWQCB5S Hobo Temp #10 | Optic Stow Away Temperature Meter -39+75 | 156156 |  | Field Probe | 2016-05-20
RWQCB5S Hobo Temp #11 | Optic Stow Away Temperature Meter -39+75 | 569157 | Length | Field Probe | 2016-05-20
RWQCB5S Hobo Temp #12 | Optic Stow Away Temperature Meter -39+75 | 569158 |  | Field Probe | 2016-05-20
RWQCB5S Hobo Temp #13 | Optic Stow Away Temperature Meter -39+75 | 569159 |  | Field Probe | 2016-05-20
RWQCB5S Hobo Temp #14 | Optic Stow Away Temperature Meter -39+75 | 569160 |  | Field Probe | 2016-05-20
RWQCB5S Hobo Temp #15 | Optic Stow Away Temperature Meter -39+75 | 569161 |  | Field Probe | 2016-05-20
RWQCB5S Hobo Temp #16 | Optic Stow Away Temperature Meter -39+75 | 569162 |  | Field Probe | 2016-05-20
RWQCB5S Hobo Temp #17 | Optic Stow Away Temperature Meter -39+75 | 569163 |  | Field Probe | 2016-05-20
RWQCB5S Hobo Temp #18 | Optic Stow Away Temperature Meter -39+75 | 569164 |  | Field Probe | 2016-05-20
RWQCB5S Hobo Temp #19 | Optic Stow Away Temperature Meter -39+75 | 569165 |  | Field Probe | 2016-05-20
RWQCB5S Hobo Temp #2 | Optic Stow Away Temperature Meter -39+75 | 569148 |  | Field Probe | 2016-05-20
RWQCB5S Hobo Temp #20 | Optic Stow Away Temperature Meter -39+75 | 569166 |  | Field Probe | 2016-05-20
RWQCB5S Hobo Temp #21 | Optic Stow Away Temperature Meter -39+75 | 569167 |  | Field Probe | 2016-05-20
RWQCB5S Hobo Temp #22 | Optic Stow Away Temperature Meter -39+75 | 569168 |  | Field Probe | 2016-05-20
RWQCB5S Hobo Temp #23 | Optic Stow Away Temperature Meter -39+75 | 569169 |  | Field Probe | 2016-05-20
RWQCB5S Hobo Temp #24 | Optic Stow Away Temperature Meter -39+75 | 569170 |  | Field Probe | 2016-05-20
RWQCB5S Hobo Temp #25 | Optic Stow Away Temperature Meter -39+75 | 569171 |  | Field Probe | 2016-05-20
RWQCB5S Hobo Temp #3 | Optic Stow Away Temperature Meter -39+75 | 569149 |  | Field Probe | 2016-05-20
RWQCB5S Hobo Temp #4 | Optic Stow Away Temperature Meter -39+75 | 569150 |  | Field Probe | 2016-05-20
RWQCB5S Hobo Temp #5 | Optic Stow Away Temperature Meter -39+75 | 569151 |  | Field Probe | 2016-05-20
RWQCB5S Hobo Temp #6 | Optic Stow Away Temperature Meter -39+75 | 569152 |  | Field Probe | 2016-05-20
RWQCB5S Hobo Temp #7 | Optic Stow Away Temperature Meter -39+75 | 569153 |  | Field Probe | 2016-05-20
RWQCB5S Hobo Temp #8 | Optic Stow Away Temperature Meter -39+75 | 569154 |  | Field Probe | 2016-05-20
RWQCB5S Hobo Temp #9 | Optic Stow Away Temperature Meter -39+75 | 569155 |  | Field Probe | 2016-05-20
RWQCB5S Peristaltic pump | peristaltic water pump | B03001316 |  | Water Sampler | 2016-05-20
RWQCB5S Range Finder #1 | Range Finder | 19866 |  | Field Probe | 2007-09-01
RWQCB5S Range Finder #2 | Range Finder |  |  | Field Probe | 2007-09-01
RWQCB5S Sampling pole w/adjustable head | RWQCB5S Sampling Pole w/adjustable head |  |  | Water Sampler | 2007-09-01
RWQCB5S Sigma 800 #1 | Sigma 800 Automated water sampler | 09147 |  | Water sampler | 2016-05-20
RWQCB5S Sigma 800 #2 | Sigma 800 Automated water sampler | 09145 |  | Water sampler | 2016-05-20
RWQCB5S Sigma 800 #4 | Sigma 800 Automated water sampler | 09141 |  | Water sampler | 2016-05-20
RWQCB5S Sigma 800 #5 | Sigma 800 Automated water sampler | 09143 |  | Water sampler | 2016-05-20
RWQCB5S Sigma 800 #6 | Sigma 800 Automated water sampler | 09144 |  | Water sampler | 2016-05-20
RWQCB5S Sigma 800 #7 | Sigma 800 Automated water sampler | 09146 |  | Water sampler | 2016-05-20
RWQCB5S Sigma 800 #8 | Sigma 800 Automated water sampler | H019511398 |  | Water sampler | 2016-05-20
RWQCB5S Sigma 800 #9 | Sigma 800 Automated water sampler | H019511397 |  | Water sampler | 2016-05-20
RWQCB5S Sigma 900 MAX #11 | Sigma 900 MAX Automated water sampler | 13126 |  | Water sampler | 2016-05-20
RWQCB5S Sigma 900 MAX NPDES #2 | Sigma 900 MAX Automated water sampler | 20734 |  | Water sampler | 2016-05-20
RWQCB5S Stakeholder Meter | Meter |  |  | Field Probe | 2016-05-20
RWQCB5S Swoffer #1 (flow meter) | Swoffer Flow meter | 19863 |  | Field Probe | 2016-05-20
RWQCB5S Swoffer #2 (flow meter) | Swoffer Flow meter | 19864 |  | Field Probe | 2016-05-20
RWQCB5S Turner FluoroSense Fluorometer | Turner Designs FluoroSense Handheld Fluorometer |  |  | Field Probe | 2022-03-14
RWQCB5S World Water Monitoring Kit | World Water Monitoring Kit |  |  | Field Probe | 2011-03-22
RWQCB5S YSI 32 (back-up) | YSI 32 Benchtop unit | 05390 |  | Field Probe | 2016-05-20
RWQCB5S YSI 3200 | YSI 3200 Benchtop unit | 01L0375 |  | Field Probe | 2016-05-20
RWQCB5S YSI 556 MPS | YSI 556 |  |  | Field Prob | 2012-04-19
RWQCB5S YSI 600xlm | YSI 600xlm |  |  | Field Prob | 2013-10-17
RWQCB5S YSI 600xlm #2 | YSI 600xlm | 19859 |  | Field Probe | 2016-05-20
RWQCB5S YSI 600xlm #3 | YSI 600xlm | 18243 |  | Field Probe | 2016-05-20
RWQCB5S YSI 600xlm #4 | YSI 600xlm | 18471 |  | Field Probe | 2016-05-20
RWQCB5S YSI 600xlm #5 | YSI 600xlm | 11F-100048 |  | Field Probe | 2016-05-20
RWQCB5S YSI 600xlm #6 | YSI 600xlm | 12D100380 |  | Field Probe | 2016-05-20
RWQCB5S YSI 650 MDS | YSI 650 MDS |  |  | Field Prob | 2013-10-17
RWQCB5S YSI 6920 #1 | YSI 6600 | 19869 |  | Field Probe | 2016-05-20
RWQCB5S YSI Meter EXO1 300 | YSI EXO Sonde with EXO handheld meter | 14C103300 |  | Field Probe | 2014-04-17
RWQCB5S YSI Meter EXO1 301 | YSI EXO Sonde with EXO handheld meter | 14C103301 |  | Field Probe | 2014-04-17
RWQCB5S YSI ProDSS | YSI ProDss with sensors for temperature, pH, dissolved oxygen, and specific conductivity | 17K101749 |  | Field Probe | 2018-01-29
RWQCB5S YSI ProDSS #2 | YSI ProDss with sensors for temperature, pH, dissolved oxygen, and specific conductivity |  |  | Field Probe | 2019-12-18
RWQCB5S YSI ProDSS #3 | YSI ProDss with sensors for temperature, pH, dissolved oxygen, and specific conductivity (HAB) |  |  | Field Probe | 2019-12-18
RWQCB6 Hach 2100N Turbidimeter | HACH 2100 N Laboratory Turbidimeter | 030100008089 |  | Field Probe | 2016-05-20
RWQCB6 Price AA Current Meter | Scientific Instr. Inc. Price Type AA Current Meter |  |  | Field Probe | 2016-05-20
RWQCB6 Pygmy Current Meter Model 1205 Mini Meter | Scientific Instr. Inc. Pygmy Current Meter Model 1205 Mini Meter |  |  | Field Probe | 2016-05-20
RWQCB6 Titration - LaMotte Field Kit #1 | LaMotte Alkalinity Field Kit |  |  | Field Probe | 2008-01-03
RWQCB6 Titration - LaMotte Field Kit #2 | LaMotte Alkalinity Field Kit |  |  | Field Probe | 2008-01-03
RWQCB6 Titration - LaMotte Field Kit #3 | LaMotte Alkalinity Field Kit |  |  | Field Probe | 2015-03-31
RWQCB6 Titration - LaMotte Field Kit #4 | LaMotte Alkalinity Field Kit | Lot 357829 |  | Test Kit | 2021-06-23
RWQCB6 Titration - LaMotte Field Kit #5 | LaMotte Alkalinity Field Kit |  |  | Test Kit | 2025-12-03
RWQCB6 YSI 60-10 #1 | YSI Model 60 Handheld pH and Temperature System | 07F 100096 |  | Field Probe | 2016-05-20
RWQCB6 YSI 60-10 #2 | YSI Model 60 Handheld pH and Temperature System | 07F 100095 |  | Field Probe | 2016-05-20
RWQCB6 YSI 63-10 | YSI 63 | 06g2335 |  | Field Probe | 2016-05-20
RWQCB6 YSI 85-10 #1 | YSI Model 85 Handheld Oxygen, Conductivity, Salinity and Temperature System | 07F 102051 |  | Field Probe | 2016-05-20
RWQCB6 YSI 85-10 #2 | YSI Model 85 Handheld Oxygen, Conductivity, Salinity and Temperature System | 07F 102050 |  | Field Probe | 2016-05-20
RWQCB6 YSI ProDSS | YSI ProDSS | 16B102396 |  | Field Probe | 2016-04-15
RWQCB6 YSI ProDSS #1 | YSI ProDSS Mulitparameter Sampling Instrument | 16C101741 |  | Field Probe | 2016-06-13
RWQCB6 YSI ProDSS #2 | YSI ProDSS Mulitparameter Sampling Instrument | 20H101802 |  | Field Probe | 2021-06-04
RWQCB6 YSI Professional Plus #1 | YSI Professional Plus | 11D101672 |  | Field Probe | 2016-05-20
RWQCB6V Hach 2100Q Turbidimeter | Hach 2100Q Portable Turbidimeter |  |  | Field Probe | 2026-06-25
RWQCB6V YSI ProDSS | YSI ProDSS | 19E102045 |  | Field Probe | 2025-07-10
RWQCB7 AquaTroll 500 #1 | In-Situ Aqua Troll 500 Multiparameter Sonde | 1010853 |  | Field Probe | 2026-02-06
RWQCB7 AquaTroll 500 #2 | In-Situ Aqua Troll 500 Multiparameter Sonde | 1010823 |  | Field Probe | 2026-02-09
RWQCB7 AquaTroll 500 #3 | In-Situ Aqua Troll 500 Multiparameter Sonde | 1010802 |  | Field Probe | 2026-07-22
RWQCB7 Eureka Manta Plus 30 Sonde | Eureka Manta Plus 30 Sonde | 12248106 |  | Field Probe | 2025-09-16
RWQCB7 Hach 2100Q Turbidimeter 00049 | Hach 2100Q Portable Turbidimeter |  |  | Field Probe | 2026-07-23
RWQCB7 Hach 2100Q Turbidimeter 00056 | Hach 2100Q Portable Turbidimeter |  |  | Field Probe | 2026-07-23
RWQCB7 Hach 2100Q Turbidimeter 00374 | Hach 2100Q Portable Turbidimeter |  |  | Field Probe | 2026-07-23
RWQCB7 Hach 2100Q Turbidimeter 00386 | Hach 2100Q Portable Turbidimeter |  |  | Field Probe | 2026-07-23
RWQCB7 Hach 2100Q Turbidimeter 00387 | Hach 2100Q Portable Turbidimeter |  |  | Field Probe | 2026-07-23
RWQCB7 Hand held Thermometer | Hand Held Thermometer |  |  | Field Probe | 2016-05-20
RWQCB7 Secchi Disk | Secchi Disk |  |  | Field Probe | 2026-02-12
RWQCB7 YSI 85 | YSI 85 |  |  | Field Probe | 2016-05-20
RWQCB7 YSI EXO2 | YSI EXO2 Multiparameter Sonde | 18F100828 |  | Field Probe | 2025-09-16
RWQCB7 YSI Meter 600 unknown | YSI 600 |  |  | Field Probe | 2016-05-20
RWQCB7 YSI ProDSS #1 | YSI ProDSS | 19E101219 |  | Field Probe | 2025-09-16
RWQCB7 YSI ProDSS #2 | YSI ProDSS | 20G105215 |  | Field Probe | 2025-09-16
RWQCB8 Hach 2100Q Portable Turbidimeter #1 | Hach 2100Q Portable Turbidimeter |  |  |  | 2020-01-17
RWQCB8 Hach 2100Q Portable Turbidimeter #2 | Hach 2100Q Portable Turbidimeter |  |  |  | 2020-01-17
RWQCB8 Hanna HI93414 | Hanna HI93414 Turbidity and Chlorine Portable Meter |  |  | Field Meter | 2026-02-17
RWQCB8 HK820Anemometer | HK820 Anemometer |  |  | Field Probe | 2021-01-20
RWQCB8 Kestrel 5200 Pro Environmental Meter | Kestrel 5200 Professional Environmental Meter |  |  | Field Probe | 2020-03-02
RWQCB8 Petite Ponar_0.05m2 | Petite Ponar |  | Area | Sediment Sampler | 2016-05-20
RWQCB8 Secchi Disk | Secchi Disk |  |  | Field Probe | 2022-03-01
RWQCB8 YSI ProDSS | YSI ProDSS Multiparameter Meter | 21B102340 |  | Field Probe | 2022-03-01
RWQCB8 YSI ProDSS #1 | YSI ProDSS |  |  | Field Probe | 2021-01-20
RWQCB8 YSI Professional Plus #1 | YSI Model Pro Plus Handheld Mulitparameter Instrument |  |  | Field Probe | 2019-08-20
RWQCB9 Hach 2100N Turbidimeter | Hach 2100N Turbidimeter |  |  | Water Sampler | 2021-09-13
RWQCB9 Hach Alkalinity Test Kit | Hach Alkalinity Test Kit |  |  | Field Probe | 2012-10-09
RWQCB9 LaMotte 2020e | LaMotte 2020e Turbidimeter | ME 14203 |  | Field Probe | 2016-05-20
RWQCB9 Quanta Sonde SN# QDO3899 | Quanta Sonde |  |  | Field Probe | 2016-05-20
RWQCB9 Rangefinder | Bushnell Sport 850 Laser Rangefinder |  |  | Field Probe | 2013-03-04
RWQCB9 Swoffer 3000 | Swoffer 3000 Flow Meter |  |  | Field Probe | 2016-05-20
RWQCB9 YSI 556 MPS | YSI 556 MPS | 06E1763 |  | Field Probe | 2016-05-20
RWQCB9_FishTrap | FishTrap |  |  | TI | 2013-09-26
RWQCB9_HACH_FH9501 | HACH FH950.1 |  |  | Field Probe | 2017-06-28
RWQCB9_TrotLine | Ten-hook Trot-line with 18" dropper leaders |  |  | TI | 2016-05-20
SAL-ESA-031 | Salinity Meter |  |  |  | 2016-05-20
Salinity Refractometer | Salinity Refractometer |  |  |  | 2019-08-27
SAL-MBV-1 | YSI Salinity Meter |  |  | Field Probe | 2016-05-20
SAL-MVB-2 | YSI Salinity Meter |  |  | Field Probe | 2016-05-20
Sampling pole w/adjustable head | Sampling Pole w/adjustable head |  |  | Water sampler | 2007-09-01
Sampling pole with 1 liter cup | Sampling pole with 1 liter cup |  |  |  | 2019-04-03
Sampling Port | Continuous flow sampling port at WWTP samples sieved through 355 um (top) and 125 um (below) sieves |  |  |  | 2018-04-26
SAWPA Oakton TDSTestr 20 | Oakton TDSTestr 20 |  |  | TDS Probe | 2016-05-20
SBCK_H2100Q-1 |  |  |  |  | 2016-12-15
SBCK_HQ30d-1 |  |  |  |  | 2016-12-15
SBCK_HQ30d-2 |  |  |  |  | 2016-12-15
SBCK_HQ30d-3 |  |  |  |  | 2016-12-15
SBCK_Nitrate | SBCK_Nitrate |  |  |  | 2017-04-18
SBCK_OKcon410-1 |  |  |  |  | 2016-12-15
SBCK_OKcon410-2 |  |  |  |  | 2016-12-15
SBCK_OKcon410-3 |  |  |  |  | 2016-12-15
SBCK_OKpH450-1 |  |  |  |  | 2016-12-15
SBCK_OKpH450-2 |  |  |  |  | 2016-12-15
SBCK_OKpH450-3 |  |  |  |  | 2016-12-15
SBCK_Team1 | SBCK_Team1 |  |  |  | 2017-04-18
SBCK_Team2 | SBCK_Team2 |  |  |  | 2017-04-18
SBCK_Team3 | SBCK_Team3 |  |  |  | 2017-04-18
SBCK_Turbidity | SBCK_Turbidity |  |  |  | 2017-04-18
SCCWRP 100ft Tape Measure | Tape Measure |  |  |  | 2021-02-12
SCCWRP Hydrolab HL4 | Hydrolab HL4 |  |  | Field Probe | 2021-05-25
SCCWRP Mod. VanVeen Grab_0.1m2 | Mod. Van Veen Grab |  | Area | Sediment Sampler | 2016-05-20
SCCWRP Secchi Disk | Secchi Disk |  |  | Field Probe | 2021-06-21
SCCWRP YSI Pro30 | YSI Pro30 |  |  | Field Probe | 2024-03-15
SCCWRP YSI Quatro | YSI Pro Plus Quatro |  |  | Field Probe | 2020-09-29
SCD-CWC-01 | Secchi Disk |  |  |  | 2016-05-20
Scoop (polystyrene) and Brush (corn fiber) | Scoop (polystyrene) and Brush (corn fiber) |  |  | Sediment Sampler | 2016-07-18
scoop, metal | scoop, metal |  |  | Sediment Sampler | 2008-01-01
scoop, polycarbonate | scoop, polycarbonate |  |  | Sediment Sampler | 2007-09-01
scoop, polyethylene | scoop, polyethylene |  |  | Sediment Sampler | 2007-09-01
scoop, polyethylene & pole | scoop, polyethylene & pole |  |  | Sediment Sampler | 2007-09-01
scoop, stainless steel | scoop, stainless steel |  |  | Sediment Sampler | 2007-09-01
scoop, teflon | scoop, teflon |  |  |  | 2017-06-27
SCPRMD Cen-Tech Infrared Thermometer | Cen-Tech Infrared Thermometer |  |  |  | 2017-02-13
SCPRMD Oakton PC 450 | Oakton PC 450 |  |  |  | 2017-02-06
SCTU Horiba U-52 | Horiba U-52 Multi-Parameter Water Quality Meter |  |  | Field Probe | 2025-05-29
SCVWD YSI 6600 SN #12A100181 | YSI 6600 #12A100181 | 12A100181 |  |  | 2016-05-20
SDCK_HI98319 Marine Salinity Tester | Hanna Instruments HI98319 Marine Salinity Tester |  |  |  | 2024-10-22
SDCK_PVC Bailer | Clear PVC bailer for collecting samplewater |  |  | Water Sampler | 2024-10-24
SDK-CWC-01 | Storm Drain Kit |  |  | Field Probe | 2015-01-26
SDRPF_YSI_ProDSS | YSI ProDSS |  |  | Field Probe | 2018-10-04
SDRPF_YSI_ProPlus | SDRPF YSI Professional Plus |  |  | Field Probe | 2017-07-26
SDSU-HL_Dermal Biopsy Punch (8mm) | 8 mm 300-400mg Dermal Biopsy Punch |  |  | TissueCollection | 2026-03-12
SEC Hach 2100Q Turbidimeter | Hach 2100Q Portable Turbidimeter | 11040C008682 |  | Field Prob | 2019-05-09
SEC Hanna Instruments 9812 | Hanna Instruments 9812 |  |  |  | 2017-07-17
SEC Thermco Digital Field ThermoJack Thermometer | Thermco Digital Field ThermoJack Thermometer | 49130 |  |  | 2017-02-15
SEC Thermco Digital Field Thermometer | Thermco Digital Field Thermometer | 61967 |  |  | 2017-02-13
SEC Thermco Digital ThermoJack Thermometer | Thermco Digital ThermoJack Thermometer | 49130 |  |  | 2017-02-13
SEC YSI ProPlus | YSI ProPlus | SEC16G102849 |  | Field Prob | 2017-02-06
SEC YSI ProPlus #2 | YSI ProPlus | 10D101439 |  | Field Probe | 2026-06-10
Secchi Disk | Secchi Disk |  |  |  | 2019-08-27
SEC-ESA-03 | Secchi Disc |  |  |  | 2016-05-20
SEC-SCMI-01 | Secchi Disk |  |  |  | 2016-05-20
SEC-SCMI-02 | Secchi Disk |  |  |  | 2016-05-20
SEC-SCMI-03 | Secchi Disk |  |  |  | 2016-05-20
SedCorer & SyrScrub | SedCorer & SyrScrub |  |  | BioassessmentCollection | 2012-06-01
SedimentCorer | SedimentCorer |  |  | BioassessmentCollection | 2012-06-01
Seine | Seine generic |  |  |  | 2016-05-20
SELC YSI 600 XLM | YSI 600 |  |  | Field Probe | 2016-05-20
SELC YSI 6600 V2 | YSI 6600 |  |  | Field Probe | 2016-05-20
SELC YSI Professional Plus | YSI Professional Plus |  |  | Field Probe | 2016-05-20
SFEI 4 Wheel Boom Truck with D-95 lowered by winch | 4 Wheel Boom Truck with D-95 lowered by winch |  |  | Water Sampler | 2009-02-10
SFEI Beach Seine | Loose netting and long wings lengthened with rope |  |  | Tissue Collection | 2016-05-20
SFEI Container | Container |  |  |  | 2008-11-17
SFEI crayfish trap | SFEI crayfish trap |  |  |  | 2009-04-07
SFEI DH81 Hand Held Depth Integrated Sampler | Hand held depth integrated sampler |  |  | Water Sampler | 2009-11-19
SFEI Dredge | Dredge |  |  | Sediment Sampler | 2008-11-17
SFEI Filter | Filter |  |  |  | 2008-11-17
SFEI Hach 2100P Turbidimeter #1 | Hach 2100 P Turbidimeter | 10090C040307 |  | Field Prob | 2016-05-20
SFEI Hach 2100P Turbidimeter #2 | Hach 2100 P Turbidimeter |  |  | Field Prob | 2016-05-20
SFEI Hach 2100P Turbidimeter #3 | Hach 2100 P Turbidimeter |  |  | Field Prob | 2016-05-20
SFEI Hach 2100P Turbidimeter unk | Hach 2100 P Turbidimeter |  |  | Field Prob | 2016-05-20
SFEI Hamlin | Hamlin Sediment Trap Sampler |  |  |  | 2017-05-16
SFEI ISCO Auto Sampler | ISCO Auto Sampler |  |  | Water Sampler | 2009-02-10
SFEI ISCO Pump, hand filled | water pumped using ISCO pump, container hand filled |  |  | Water Sampler | 2009-11-19
SFEI Marsh-McBirney Flo-Mate | Marsh-McBirney Flow-Mate 2000 |  |  |  | 2016-05-20
SFEI mitten crab trap | SFEI mitten crab trap |  |  |  | 2009-04-07
SFEI Mod. Van Veen Grab (0.1m2) | Mod. Van Veen Grab (0.1m2) |  |  | Sediment Sampler | 2016-05-20
SFEI Net | Net |  |  | TissueCollection | 2008-11-17
SFEI Peristaltic pump | Peristaltic Pump |  |  | Water Sampler | 2016-05-20
SFEI Petite Ponar | Petite Ponar Grab |  |  | Sediment Sampler | 2016-05-20
SFEI RBR XR-620 CTD+Turb | RBR XR-620 Conductivity and temperature logger | 18517 |  |  | 2018-04-26
SFEI Sampling Pump and Pole, depth integrated | Sampling pump and pole, depth integrated |  |  | Water Sampler | 2009-11-19
SFEI scoop, 2cm acrylic ring, polyethylene sheet | Plastic scoop, 2 cm acrylic ring, thin polyethylene sheet |  |  | Sediment Sampler | 2016-05-20
SFEI Walling | Walling Tube Sediment Trap |  |  |  | 2017-05-16
SFEI YSI 556 water quality meter | YSI 556 | 09G 100132 |  | Field Prob | 2016-05-20
SFEI YSI 6920 V2-2 | YSI 6920 V2-2 Multiparameter Sonde |  |  | Field Probe | 2025-04-03
SFPUC-WDDNR Eureka Manta Plus 30 sonde | Eureka Manta Plus 30 sonde |  |  | Field Probe | 2024-12-30
SFPUC-WDDNR Hach 2100Q Turbidimeter | Hach 2100Q Turbidimeter |  |  | Field Probe | 2016-04-14
SFPUC-WDDNR Hach Digital Titrator | Hach Digital Titrator |  |  |  | 2018-01-31
SFPUC-WDDNR Hach FH950 Portable Velocity System | Hach FH950 Portable Velocity System |  |  | Field Probe | 2016-05-20
SFPUC-WDDNR Hach HQ40d Portable Multi-Parameter | Hach HQ40d Portable Multi-Parameter Meter |  |  | Field Probe | 2016-04-13
SFPUC-WDDNR Hydrolab DS5 | Hydrolab Data Sonde 5 |  |  | Field Probe | 2019-04-16
SFPUC-WDDNR Hydrolab Mini-Sonde | Hydrolab Mini-Sonde |  |  | Field Probe | 2016-05-20
SFPUC-WDDNR Marsh-McBirney Flow-Mate 2000 | Marsh-McBirney Flow-Mate 2000 |  |  | Field Probe | 2016-05-20
SFPUC-WDDNR YSI EXO-2 | YSI EXO-2 |  |  | Field Probe | 2021-04-08
SFPUC-WDDNR YSI EXO-3 | YSI EXO-3 |  |  | Field Probe | 2025-01-22
SFSU-RTC Seabird SBE 19 plus CTD Profiler | Seabird SBE 19 plus CTD Profiler |  |  | Field Probe | 2016-05-20
SFSU-RTC Seabird SBE 32 Carousel Water Sampler | Seabird SBE 32 Carousel Water Sampler |  |  | Water Sampler | 2011-04-22
SFSU-RTC YSI 85 | YSI 85 |  |  | Field Probe | 2016-05-20
SFSU-RTC YSI pH10 Ecosense | YSI pH 10 Ecosense |  |  | Field Probe | 2016-05-20
SGERC_Bulb Thermometer TB-SGC-01 | LaMotte Model 545 Enviro-Safe Bulb Thermometer (1066) |  |  | Field Probe | 2026-06-02
SGERC_Bulb Thermometer TB-SGC-03 | LaMotte Model 545 Enviro-Safe Bulb Thermometer (1066) |  |  | Field Probe | 2026-06-02
SGERC_Bulb Thermometer TB-SGC-04 | LaMotte Model 545 Enviro-Safe Bulb Thermometer (1066) |  |  | Field Probe | 2026-06-02
SGERC_Bulb Thermometer TB-SGC-09 | LaMotte Model 545 Enviro-Safe Bulb Thermometer (1066) |  |  | Field Probe | 2026-06-02
SGERC_Bulb Thermometer TB-SGC-10 | LaMotte Model 545 Enviro-Safe Bulb Thermometer (1066) |  |  | Field Probe | 2026-06-02
SGERC_Bulb Thermometer TB-SGC-11 | LaMotte Model 545 Enviro-Safe Bulb Thermometer (1066) |  |  | Field Probe | 2026-06-02
SGERC_Bulb Thermometer TB-SGC-12 | LaMotte Model 545 Enviro-Safe Bulb Thermometer (1066) |  |  | Field Probe | 2026-06-02
SGERC_Bulb Thermometer TB-SGC-13 | LaMotte Model 545 Enviro-Safe Bulb Thermometer (1066) |  |  | Field Probe | 2026-06-02
SGERC_Bulb Thermometer TB-SGC-15 | LaMotte Model 545 Enviro-Safe Bulb Thermometer (1066) |  |  | Field Probe | 2026-06-02
SGERC_Bulb Thermometer TB-SGC-16 | LaMotte Model 545 Enviro-Safe Bulb Thermometer (1066) |  |  | Field Probe | 2026-06-02
SGERC_Bulb Thermometer TB-SGC-17 | LaMotte Model 545 Enviro-Safe Bulb Thermometer (1066) |  |  | Field Probe | 2026-06-02
SGERC_Bulb Thermometer TB-SGC-18 | LaMotte Model 545 Enviro-Safe Bulb Thermometer (1066) |  |  | Field Probe | 2026-06-02
SGERC_Bulb Thermometer TB-SGC-19 | LaMotte Model 545 Enviro-Safe Bulb Thermometer (1066) |  |  | Field Probe | 2026-06-02
SGERC_Bulb Thermometer TB-SGC-20 | LaMotte Model 545 Enviro-Safe Bulb Thermometer (1066) |  |  | Field Probe | 2026-06-02
SGERC_Bulb Thermometer TB-SGC-21 | LaMotte Model 545 Enviro-Safe Bulb Thermometer (1066) |  |  | Field Probe | 2026-06-02
SGERC_Bulb Thermometer TB-SGC-22 | LaMotte Model 545 Enviro-Safe Bulb Thermometer (1066) |  |  | Field Probe | 2026-06-02
SGERC_Bulb Thermometer TB-SGC-23 | LaMotte Model 545 Enviro-Safe Bulb Thermometer (1066) |  |  | Field Probe | 2026-06-02
SGERC_Bulb Thermometer TB-SGC-24 | LaMotte Model 545 Enviro-Safe Bulb Thermometer (1066) |  |  | Field Probe | 2026-06-02
SGERC_Bulb Thermometer TB-SGC-27 | LaMotte Model 545 Enviro-Safe Bulb Thermometer (1066) |  |  | Field Probe | 2026-06-02
SGERC_Hach 2100P Turbidimeter TUN-SGC-01 | Hach 2100P Turbidimeter |  |  | Field Probe | 2026-06-02
SGERC_Hach 2100P Turbidimeter TUN-SGC-02 | Hach 2100P Turbidimeter |  |  | Field Probe | 2026-06-02
SGERC_Hach pH Test Kit PHCW-SGC-03 | Hach Model 17-N Wide Range pH Test Kit |  |  | Field Kit | 2026-06-02
SGERC_Hanna HI98129 MULT-SGC-01 | Hanna HI98129 Multiparameter Meter |  |  | Field Probe | 2026-06-02
SGERC_Hanna HI98129 MULT-SGC-02 | Hanna HI98129 Multiparameter Meter |  |  | Field Probe | 2026-06-02
SGERC_LaMotte DO Test Kit DOW-SGC-11 | LaMotte Winkler Dissolved Oxygen Test Kit (5860-01) |  |  | Field Kit | 2026-06-02
SGERC_LaMotte DO Test Kit DOW-SGC-12 | LaMotte Winkler Dissolved Oxygen Test Kit (5860-01) |  |  | Field Kit | 2026-06-02
SGERC_LaMotte Kemmerer | LaMotte Kemmerer water sampler (3-0026) |  |  | Water Sampler | 2026-06-02
SGERC_Oakton ECTestr High HEC-SGC-01 | Oakton Model WD-35661-41 Conductivity Meter ECTestr High |  |  | Field Probe | 2026-06-02
SGERC_Oakton ECTestr High HEC-SGC-04 | Oakton Model WD-35661-41 Conductivity Meter ECTestr High |  |  | Field Probe | 2026-06-02
SGERC_Oakton ECTestr High HEC-SGC-05 | Oakton Model WD-35661-41 Conductivity Meter ECTestr High |  |  | Field Probe | 2026-06-02
SGERC_Oakton ECTestr Low EC-SGC-04 | Oakton Model WD-35661-31 Conductivity Meter ECTestr Low |  |  | Field Probe | 2026-06-02
SGERC_Thermometer TT-SGC-02 | Thermometer |  |  | Field Probe | 2026-06-02
SGERC_YSI 556 MPS MU-SGC-01 | YSI 556 MPS Multiparameter Meter |  |  | Field Probe | 2026-06-02
SGERC_YSI 556 MPS MU-SGC-02 | YSI 556 MPS Multiparameter Meter |  |  | Field Probe | 2026-06-02
SGERC_YSI 556 MPS MU-SGC-03 | YSI 556 MPS Multiparameter Meter |  |  | Field Probe | 2026-06-02
shovel | shovel |  |  |  | 2017-08-07
Sigma SD900 Autosampler | Sigma SD900 Autosampler |  |  |  | 2016-07-07
SJSCRWF_FykeNet | Fyke Net |  |  | TissueCollection | 2016-05-20
SJSCRWF_GillNet | Gill Net |  |  | TissueCollection | 2016-02-22
SJSCRWF_OtterTrawl | Otter Trawl |  |  | TissueCollection | 2016-05-20
SkyMaster SM-28 | Wind Weather Meter |  |  | Field Meter | 2021-02-12
SLCC flow monitoring gauge | SLCC flow monitoring gauge |  |  |  | 2019-04-23
SLDMWA YSI Meter 650 | YSI Meter 650 |  |  | Field Probe | 2018-12-04
SMCRCD HACH 2100P | HACH 2100P |  |  | Field Prob | 2016-05-20
SMCRCD YSI Pro-Plus | YSI Pro-Plus |  |  | Field Prob | 2016-05-20
SMCRCD10-MWpH-1 | pH Meter |  |  | Field Probe | 2016-05-20
SMCRCD10-SPERpH-1 | pH Meter |  |  | Field Probe | 2016-05-20
SNARL Cannon #1 | Cannon |  |  | Field Probe | 2016-05-20
SNARL Cannon #2 | Cannon |  |  | Field Probe | 2016-05-20
SNARL Hach Silica Pocket Colorimeter | HACH Silica Colorimeter |  |  | Field Probe | 2016-05-20
SNARL Nikon 3700 | Nikon 3700 |  |  | Field Probe | 2016-05-20
SNARL Oakton pH/con10 meter | Oakton pH/con10 meter |  |  | Field Probe | 2016-05-20
SNARL Olympus 720 | Olympus 720 |  |  | Field Probe | 2016-05-20
SNARL Orbeco-Hellige nephelometer | Orbeco-Hellige nephelometer |  |  | Field Probe | 2016-05-20
SNARL Orbeco-Hellige Turbidimeter, Model 966 | Orbeco-Hellige Turbidimeter, Model 966 |  |  | Field Probe | 2016-05-20
SNARL Titration - LaMotte Field Kit | Titration - LaMotte Field Kit |  |  | Field Probe | 2007-09-01
SNARL Unknown Camera #1 | Unknown Camera #1 |  |  | Field Probe | 2016-05-20
Solomat 803PS | Solomat |  |  | Field Probe | 2011-11-01
SON-2RB07 | Conductivity Meter |  |  |  | 2016-05-20
SONGS_HOBO V2 logger | Temperature data logger |  |  |  | 2024-07-19
SONGS_Otter Trawl | 7.6-m semi-ballon otter trawl net |  |  |  | 2024-07-19
SonTek Flowtracker | SonTek Flowtracker | Not Recorded |  | Field Probe | 2016-10-31
SonTek FlowTracker2 Handheld-ADV | Acoustic Doppler Velocimeter Wading Discharge Measurement Instrument |  |  |  | 2017-04-07
SP3 | SP3 Passive Sampler |  |  |  | 2016-12-01
SPATT Bag | Solid Phase Adsorption Toxin Tracking Bag |  |  | Water Sampler | 2012-10-04
SPATT-Disk | Sample passively collected by SPATT disk type device. Extraction sorbent - DIAION HP-20 resin. |  |  |  | 2021-09-08
SPER840041 | SPER Scientific Dissolved Oxygen Meter |  |  |  | 2016-05-20
SPI_Research_WS | Weather Station |  |  |  | 2019-06-04
SPIRES YSI EXO3 | YSI EXO3 Multiparameter Sonde |  |  |  | 2026-07-28
SPIRES YSI Meter 6820 | YSI Meter 6820 |  |  | Field Probe | 2019-06-04
SPMDs passive samplers | SPMDs pasive samplers (semipermeable membrane devices) |  |  |  | 2017-06-27
SRA_HOBO Water Temperature Logger | HOBO Water Temperature Logger |  |  | Field Probe | 2026-03-17
SRA_Onset_Hobo | Onset Hobo Salinity Data Logger |  |  |  | 2022-11-04
SRA_PME miniDOT Logger | PME miniDOT Logger |  |  |  | 2022-11-04
SRA_YSI | YSI ProDSS |  |  |  | 2024-05-20
SRCSD YSI EXO2 | YSI Model EXO2 Sonde |  |  |  | 2023-12-15
SRCSD_Benthic Trawl | 5mm mesh Benthic Trawl |  |  |  | 2024-05-07
SRCSD_Zooplankton Net | 50um mesh Zooplankton Net |  |  |  | 2024-05-07
SRF OTT MF pro | OTT MF Pro Flow Meter |  |  |  | 2023-01-12
SRF YSI DO200 | YSI DO200 | 16H1JC02689 |  | Field Probe | 2022-02-04
SRF YSI DO200A | YSI DO200A | 20K100434 |  | Field Probe | 2022-02-04
SRF_Bucket Stopwatch | Volumetric bucket-and-stopwatch used to estimate streamflow measurement |  |  | Field Equipment | 2026-06-12
SRF-Marsh McBirney Flo-Mate 2000 | Marsh McBirney Flo-Mate 2000 |  |  | Field Probe | 2022-02-04
SRYCL YSI Pro20 | YSI Pro20 Dissolved Oxygen |  |  |  | 2021-09-17
Stainless Steel Kemmerer 1.5L | 1.5 liter Kemmerer water sampler, stainless steel and teflon model |  |  | Water Sampler | 2017-08-07
Stainless Steel Shovel | Stainless Steel Shovel |  |  | TissueCollection | 2021-11-15
Sterile 500 mL polycarbonate bottle | Sterile 500 mL polycarbonate bottle |  |  |  | 2019-04-03
STPUDL AquaTroll 400 | In-Situ Aqua Troll 400 Multiparameter Probe | 99442 |  | Field Probe | 2023-11-06
Submersible pump | Submersible pump |  |  | Water Sampler | 2016-05-20
SupcoTemp | Thermometer |  |  |  | 2019-01-04
Surber Sampler | D-Frame Kick Net |  |  | BioassessmentCollection | 2017-05-17
SWB_HAB#1 YSI ProDSS | YSI ProDSS Mulitparameter Sampling Instrument | 19E101216 |  | Field Probe | 2020-04-20
SWS Gage Bucks Creek at North Fork Feather River | SWS Gage Bucks Creek at North Fork Feather River |  |  |  | 2016-05-20
SWS Gage Grizzly Creek at North Fork Feather River | SWS Gage Grizzly Creek at North Fork Feather River |  |  |  | 2016-05-20
SWS Gage Grizzly Creek Upstream of Wildcat | SWS Gage Grizzly Creek Upstream of Wildcat (GC2) |  |  |  | 2016-05-20
SWS Gage Milk Ranch Creek at North Fork Feather R | SWS Gage Milk Ranch Creek at North Fork Feather River (MRC1) |  |  |  | 2016-05-20
SWS Gradient Calculated from DEM | SWS Gradient Calculated from DEM |  |  |  | 2016-02-17
SWS Lamotte Alkalinity Kit | Lamotte Alkalinity Kit |  |  |  | 2016-02-01
SWS Marsh McBirney Flo-mate | Marsh McBirney Flo-mate |  |  |  | 2016-05-20
SWS Thermometer | Thermometer |  |  |  | 2016-05-20
SWS YSI 600xl | YSI 600xl |  |  |  | 2016-05-20
SYRCL Oakton pHTester 30 | Oakton pHTester 30 |  |  |  | 2019-01-04
SyringeScrubber | Syringe Scrubber |  | Area | BioassessmentCollection | 2011-01-20
TA-CWC-30 | Thermometer |  |  |  | 2016-05-20
Tandem Van Veen |  |  |  |  | 2021-02-12
Tandem Van Veen Grab | Tandem Van Veen Grab |  |  | Sediment | 2016-05-20
TAYLOR-9878E | YSI Multimeter |  |  | Field Probe | 2016-05-20
TB-1-FCP | LaMotte Bulb Thermometer |  |  |  | 2016-05-20
TB1-FCP | Bulb Thermometer |  |  |  | 2016-05-20
TB-2-FCP | LaMotte Bulb Thermometer |  |  |  | 2016-05-20
TB-3-FCP | LaMotte Bulb Thermometer |  |  |  | 2016-05-20
TB-3NET-06 | Thermometer |  |  |  | 2016-05-20
TB-3NET-12 | Thermometer |  |  |  | 2016-05-20
TB-3NET-13 | Thermometer |  |  |  | 2016-05-20
TB-3NET-15 | Thermometer |  |  |  | 2016-05-20
TB-3NET-17 | LaMotte Bulb Thermometer |  |  |  | 2016-05-20
TB-3NET-19 | Bulb Thermometer |  |  |  | 2016-05-20
TB-3NET-31 | Bulb Thermometer |  |  |  | 2016-05-20
TB-3NET-32 | Bulb Thermometer |  |  |  | 2016-05-20
TB-3NET-33 | Bulb Thermometer |  |  |  | 2016-05-20
TB-3NET-34 | Bulb Thermometer |  |  |  | 2016-05-20
TB-3NET-35 | Bulb Thermometer |  |  |  | 2016-05-20
TB-3NET-36 | Bulb Thermometer |  |  |  | 2016-05-20
TB-3NET-37 | Bulb Thermometer |  |  |  | 2016-05-20
TB-3NET-38 | Bulb Thermometer |  |  |  | 2016-05-20
TB-3NET-39 | Bulb Thermometer |  |  |  | 2016-05-20
TB-3NET-40 | Bulb Thermometer |  |  |  | 2016-05-20
TB-3NET-41 | Bulb Thermometer |  |  |  | 2016-05-20
TB-3NET-57 | Bulb Thermometer |  |  |  | 2016-05-20
TB-3NET-58 | Bulb Thermometer |  |  |  | 2016-05-20
TB-3NET-59 | Bulb Thermometer |  |  |  | 2016-05-20
TB-3NET-60 | Bulb Thermometer |  |  |  | 2016-05-20
TB-3NET-61 | Bulb Thermometer |  |  |  | 2016-05-20
TB-3NET-62 | Thermometer |  |  |  | 2016-05-20
TB-3NET-63 | Bulb Thermometer |  |  |  | 2016-05-20
TB-3NET-64 | Bulb Thermometer |  |  |  | 2016-05-20
TB-3NET-65 | Bulb Thermometer |  |  |  | 2016-05-20
TB-3NET-69 | Thermometer |  |  |  | 2016-05-20
TB-93909-62 | Thermometer |  |  |  | 2016-05-20
TB-ACT-02 | Bulb Thermometer |  |  |  | 2016-05-20
TB-BIGCR-1 | Bulb Thermometer |  |  |  | 2016-05-20
TBC-3NET1 | NIST Thermometer |  |  |  | 2016-05-20
TB-CCWI-01 | Thermometer |  |  |  | 2016-05-20
TB-CCWI-02 | Thermometer |  |  |  | 2016-05-20
TB-CDM-01 | Bulb Thermometer |  |  |  | 2016-05-20
TB-CDM-02 | Thermometer |  |  |  | 2016-05-20
TB-CMA-01 | Thermometer |  |  |  | 2016-05-20
TB-CSR-01 | Thermometer |  |  |  | 2016-05-20
TB-CWC-08 | Thermometer |  |  |  | 2016-05-20
TB-CWC-30 | Bulb Thermometer |  |  |  | 2016-05-20
TB-CWC-31 | Bulb Thermometer |  |  |  | 2016-05-20
TB-CWC-32 | Bulb Thermometer |  |  |  | 2016-05-20
TB-CWC-33 | Bulb Thermometer |  |  |  | 2016-05-20
TB-CWC-34 | Bulb Thermometer |  |  |  | 2016-05-20
TB-CWC-35 | Bulb Thermometer |  |  |  | 2016-05-20
TB-CWC-36 | Bulb Thermometer |  |  |  | 2016-05-20
TB-CWC-37 | Bulb Thermometer |  |  |  | 2016-05-20
TB-CWC-38 | Bulb Thermometer |  |  |  | 2016-05-20
TB-CWC-39 | Bulb Thermometer |  |  |  | 2016-05-20
TB-CWC-40 | Bulb Thermometer |  |  |  | 2016-05-20
TB-CWC-41 | Bulb Thermometer |  |  |  | 2016-05-20
TB-CWC-42 | Thermometer |  |  |  | 2016-05-20
TB-CWC-43 | Bulb Thermometer |  |  |  | 2016-05-20
TB-CWC-44 | Bulb Thermometer |  |  |  | 2016-05-20
TB-CWC-45 | Bulb Thermometer |  |  |  | 2016-05-20
TB-CWC-46 | Bulb Thermometer |  |  |  | 2016-05-20
TB-CWC-47 | Bulb Thermometer |  |  |  | 2016-05-20
TB-CWC-48 | Bulb Thermometer |  |  |  | 2016-05-20
TB-CWC-49 | Bulb Thermometer |  |  |  | 2016-05-20
TB-CWC-50 | Bulb Thermometer |  |  |  | 2016-05-20
TB-CWC-51 | Bulb Thermometer |  |  |  | 2016-05-20
TB-CWC-52 | Bulb Thermometer |  |  |  | 2016-05-20
TB-CWC-53 | Bulb Thermometer |  |  |  | 2016-05-20
TB-CWC-54 | Bulb Thermometer |  |  |  | 2016-05-20
TB-CWC-55 | Bulb Thermometer |  |  |  | 2016-05-20
TB-CWC-56 | Bulb Thermometer |  |  |  | 2016-05-20
TB-CWC-57 | Bulb Thermometer |  |  |  | 2016-05-20
TB-CWC-58 | Bulb Thermometer |  |  |  | 2016-05-20
TB-CWC-59 | Bulb Thermometer |  |  |  | 2016-05-20
TB-CWC-60 | Bulb Thermometer |  |  |  | 2016-05-20
TB-CWC-61 | Bulb Thermometer |  |  |  | 2016-05-20
TB-CWC-62 | Bulb Thermometer |  |  |  | 2016-05-20
TB-CWC-63 | Bulb Thermometer |  |  |  | 2016-05-20
TB-CWC-64 | Bulb Thermometer |  |  |  | 2016-05-20
TB-CWC-65 | Bulb Thermometer |  |  |  | 2016-05-20
TB-CWC-66 | Bulb Thermometer |  |  |  | 2016-05-20
TB-CWC-67 | Bulb Thermometer |  |  |  | 2016-05-20
TB-CWC-68 | Bulb Thermometer |  |  |  | 2016-05-20
TB-CWC-69 | Bulb Thermometer |  |  |  | 2016-05-20
TB-CWC-70 | Bulb Thermometer |  |  |  | 2016-05-20
TB-CWC-71 | Bulb Thermometer |  |  |  | 2016-05-20
TB-CWC-72 | Bulb Thermometer |  |  |  | 2016-05-20
TB-CWC-89 | Bulb Thermometer |  |  |  | 2016-05-20
TB-ENVST-01 | Bulb Thermometer |  |  |  | 2016-05-20
TB-ESA-03.2 | Bulb Thermometer |  |  |  | 2016-05-20
TB-FCI-1 | Bulb Thermometer |  |  |  | 2016-05-20
TB-FNC-01 | Bulb Thermometer |  |  |  | 2016-05-20
TB-FNC-03 | Bulb Thermometer |  |  |  | 2016-05-20
TB-FOE-01 | Bulb Thermometer |  |  |  | 2016-05-20
TB-FOE-02 | Bulb Thermometer |  |  |  | 2016-05-20
TB-FOE-03 | Bulb Thermometer |  |  |  | 2016-05-20
TB-FOE-04 | Bulb Thermometer |  |  |  | 2016-05-20
TB-FOE-05 | Bulb Thermometer |  |  |  | 2016-05-20
TB-FOE-06 | Bulb Thermometer |  |  |  | 2016-05-20
TB-FOE-07 | Bulb Thermometer |  |  |  | 2016-05-20
TB-FOE-08 | Bulb Thermometer |  |  |  | 2016-05-20
TB-FOLAR3 | Thermometer |  |  |  | 2016-05-20
TB-FOLAR4 | Thermometer |  |  |  | 2016-05-20
TB-FOLAR8 | Thermometer |  |  |  | 2016-05-20
TB-FOSC-01 | Bulb Thermometer |  |  |  | 2016-05-20
TB-FOTC-01 | Bulb Thermometer |  |  |  | 2016-05-20
TB-GRWC-01 | Thermometer |  |  |  | 2016-05-20
TB-GRWC-02 | Thermometer |  |  |  | 2016-05-20
TB-GRWC-03 | Thermometer |  |  |  | 2016-05-20
TB-GRWC-04 | Thermometer |  |  |  | 2016-05-20
TB-LAN-01 | LaMotte Thermometer |  |  |  | 2016-05-20
TB-LAN-02 | LaMotte Thermometer |  |  |  | 2016-05-20
TB-LAN-03 | LaMotte Thermometer |  |  |  | 2016-05-20
TB-LAN-04 | LaMotte Thermometer |  |  |  | 2016-05-20
TB-LAN-05 | LaMotte Thermometer |  |  |  | 2016-05-20
TB-LAN-06 | LaMotte Thermometer |  |  |  | 2016-05-20
TB-LAN-07 | LaMotte Thermometer |  |  |  | 2016-05-20
TB-LAN-08 | LaMotte Thermometer |  |  |  | 2016-05-20
TB-LAN-09 | LaMotte Thermometer |  |  |  | 2016-05-20
TB-LAN-10 | Thermometer |  |  |  | 2016-05-20
TB-LAN-11 | Thermometer |  |  |  | 2016-05-20
TB-LAN-12 | Thermometer |  |  |  | 2016-05-20
TB-LAN-13 | Thermometer |  |  |  | 2016-05-20
TB-LAN-16 | Thermometer |  |  |  | 2016-05-20
TB-LAN-17 | Thermometer |  |  |  | 2016-05-20
TB-LAN-20 | Thermometer |  |  |  | 2016-05-20
TB-LAN-22 | Thermometer |  |  |  | 2016-05-20
TB-LAN-23 | Thermometer |  |  |  | 2016-05-20
TB-LCCS-1 | Bulb Thermometer |  |  |  | 2016-05-20
TB-LCCS-2 | LaMotte Bulb Thermometer |  |  |  | 2016-05-20
TB-LCCS-3 | LaMotte Bulb Thermometer |  |  |  | 2016-05-20
TB-LCCS-4 | LaMotte Bulb Thermometer |  |  |  | 2016-05-20
TB-LCCS-5 | LaMotte Bulb Thermometer |  |  |  | 2016-05-20
TB-LMC-01 | Bulb Thermometer |  |  |  | 2016-05-20
TB-LWTP-11 | Thermometer |  |  |  | 2016-05-20
TB-NRCD-01 | Envirosafe Bulb Thermometer |  |  |  | 2016-05-20
TB-RCAA-01 | LaMotte Bulb Thermometer |  |  |  | 2016-05-20
TB-RCAA-02 | LaMotte Bulb Thermometer |  |  |  | 2016-05-20
TB-RCAA-03 | LaMotte Bulb Thermometer |  |  |  | 2016-05-20
TB-RCAA-04 | LaMotte Bulb Thermometer |  |  |  | 2016-05-20
TB-RCAA-05 | LaMotte Bulb Thermometer |  |  |  | 2016-05-20
TB-RCAA-06 | LaMotte Bulb Thermometer |  |  |  | 2016-05-20
TB-RCAA-07 | LaMotte Bulb Thermometer |  |  |  | 2016-05-20
TB-RCAA-08 | LaMotte Bulb Thermometer |  |  |  | 2016-05-20
TB-RCAA-09 | LaMotte Bulb Thermometer |  |  |  | 2016-05-20
TB-RCAA-10 | LaMotte Bulb Thermometer |  |  |  | 2016-05-20
TB-RCAA-11 | LaMotte Bulb Thermometer |  |  |  | 2016-05-20
TB-RCAA-12 | LaMotte Bulb Thermometer |  |  |  | 2016-05-20
TB-RCDSMM-01 | Thermometer |  |  |  | 2016-05-20
TB-SBCK-01 | Ertco Thermometer |  |  |  | 2016-05-20
TB-SBCK-02 | Ertco Thermometer |  |  |  | 2016-05-20
TB-SBCK-03 | Ertco Thermometer |  |  |  | 2016-05-20
TB-SBCK-04 | Ertco Thermometer |  |  |  | 2016-05-20
TB-SCMI-02 | Thermometer |  |  |  | 2016-05-20
TB-SCMI-03 | Thermometer |  |  |  | 2016-05-20
TB-SCMI-04 | Thermometer |  |  |  | 2016-05-20
TB-SCMI-05 | Thermometer |  |  |  | 2016-05-20
TB-SCMI-06 | Thermometer |  |  |  | 2016-05-20
TB-SCMI-07 | Thermometer |  |  |  | 2016-05-20
TB-SCMI-08 | Thermometer |  |  |  | 2016-05-20
TB-SDBK-01 | LaMotte Bulb Thermometer |  |  |  | 2016-05-20
TB-SDBK-02 | LaMotte Bulb Thermometer |  |  |  | 2016-05-20
TB-SDBK-03 | LaMotte Bulb Thermometer |  |  |  | 2016-05-20
TB-SDBK-04 | LaMotte Bulb Thermometer |  |  |  | 2016-05-20
TB-SDBK-05 | LaMotte Bulb Thermometer |  |  |  | 2016-05-20
TB-SDBK-06 | LaMotte Bulb Thermometer |  |  |  | 2016-05-20
TB-SDBK-07 | LaMotte Bulb Thermometer |  |  |  | 2016-05-20
TB-SDBK-08 | LaMotte Bulb Thermometer |  |  |  | 2016-05-20
TB-SDBK-09 | LaMotte Bulb Thermometer |  |  |  | 2016-05-20
TB-SDBK-10 | LaMotte Bulb Thermometer |  |  |  | 2016-05-20
TB-SDBK-11 | LaMotte Bulb Thermometer |  |  |  | 2016-05-20
TB-SDBK-12 | LaMotte Bulb Thermometer |  |  |  | 2016-05-20
TBSDBK-12 | LaMotte Thermometer |  |  |  | 2016-05-20
TB-SDBK-13 | LaMotte Bulb Thermometer |  |  |  | 2016-05-20
TB-SDBK-14 | LaMotte Bulb Thermometer |  |  |  | 2016-05-20
TBSDBK-14 | LaMotte Thermometer |  |  |  | 2016-05-20
TB-SDBK-15 | LaMotte Bulb Thermometer |  |  |  | 2016-05-20
TB-SDBK-16 | LaMotte Bulb Thermometer |  |  |  | 2016-05-20
TB-SDBK-17 | LaMotte Bulb Thermometer |  |  |  | 2016-05-20
TB-SDBK-18 | LaMotte Bulb Thermometer |  |  |  | 2016-05-20
TB-SDBK-19 | LaMotte Bulb Thermometer |  |  |  | 2016-05-20
TB-SDBK-20 | LaMotte Bulb Thermometer |  |  |  | 2016-05-20
TB-SDBK-22 | LaMotte Bulb Thermometer |  |  |  | 2016-05-20
TB-SDBK-23 | LaMotte Bulb Thermometer |  |  |  | 2016-05-20
TB-SDBK-24 | LaMotte Bulb Thermometer |  |  |  | 2016-05-20
TB-SDBK-25 | LaMotte Bulb Thermometer |  |  |  | 2016-05-20
TB-SDBK-26 | LaMotte Bulb Thermometer |  |  |  | 2016-05-20
TB-SDBK-27 | LaMotte Bulb Thermometer |  |  |  | 2016-05-20
TB-SDBK-28 | LaMotte Bulb Thermometer |  |  |  | 2016-05-20
TB-SDBK-29 | LaMotte Bulb Thermometer |  |  |  | 2016-05-20
TB-SDBK-30 | LaMotte Bulb Thermometer |  |  |  | 2016-05-20
TB-SGC-02 | Bulb Thermometer |  |  |  | 2016-05-20
TB-SGC-05 | Thermometer |  |  |  | 2016-05-20
TB-SGC-07 | LaMotte Thermometer |  |  |  | 2016-05-20
TB-SGC-08 | Bulb Thermometer |  |  |  | 2016-05-20
TB-SGC-117 | Digital Thermometer |  |  |  | 2016-05-20
TB-SGC-14 | Thermometer |  |  |  | 2016-05-20
TB-SMBK-01 | LaMotte Bulb Thermometer |  |  |  | 2016-05-20
TB-SMBK-02 | LaMotte Bulb Thermometer |  |  |  | 2016-05-20
TB-SMBK-03 | LaMotte Bulb Thermometer |  |  |  | 2016-05-20
TB-SMBK-04 | LaMotte Bulb Thermometer |  |  |  | 2016-05-20
TB-SMBK-05 | LaMotte Bulb Thermometer |  |  |  | 2016-05-20
TB-SMBK-06 | LaMotte Bulb Thermometer |  |  |  | 2016-05-20
TB-SMBK-07 | LaMotte Bulb Thermometer |  |  |  | 2016-05-20
TB-SMBK-08 | LaMotte Bulb Thermometer |  |  |  | 2016-05-20
TB-SMBK-09 | LaMotte Bulb Thermometer |  |  |  | 2016-05-20
TB-SMBK-10 | LaMotte Bulb Thermometer |  |  |  | 2016-05-20
TB-SMBK-11 | LaMotte Bulb Thermometer |  |  |  | 2016-05-20
TB-SMBK-12 | LaMotte Bulb Thermometer |  |  |  | 2016-05-20
TB-SOS-01 | Thermometer |  |  |  | 2016-05-20
TB-SOS-02 | Thermometer |  |  |  | 2016-05-20
TB-SRCD-01 | LaMotte Bulb Thermometer |  |  |  | 2016-05-20
TB-SRCD-02 | LaMotte Bulb Thermometer |  |  |  | 2016-05-20
TB-SRCD-03 | LaMotte Bulb Thermometer |  |  |  | 2016-05-20
TB-SRCD-04 | LaMotte Bulb Thermometer |  |  |  | 2016-05-20
TB-SRCD-05 | LaMotte Bulb Thermometer |  |  |  | 2016-05-20
TB-SRCD-06 | LaMotte Bulb Thermometer |  |  |  | 2016-05-20
TB-SRCD-07 | LaMotte Bulb Thermometer |  |  |  | 2016-05-20
TB-SRCD-08 | LaMotte Bulb Thermometer |  |  |  | 2016-05-20
TB-SRCD-09 | LaMotte Bulb Thermometer |  |  |  | 2016-05-20
TB-SRCD-10 | LaMotte Bulb Thermometer |  |  |  | 2016-05-20
TB-SRCD-11 | LaMotte Bulb Thermometer |  |  |  | 2016-05-20
TB-SRCD-12 | LaMotte Bulb Thermometer |  |  |  | 2016-05-20
TB-SRCD-13 | Thermometer |  |  |  | 2016-05-20
TB-SRCD-14 | Thermometer |  |  |  | 2016-05-20
TB-SRLB-01 | Thermometer |  |  |  | 2016-05-20
TB-SRW-1 | Bulb Thermometer |  |  |  | 2016-05-20
TB-SRW-2 | Bulb Thermometer |  |  |  | 2016-05-20
TB-STB-01 | Bulb Thermometer |  |  |  | 2016-05-20
TB-STB-069 | Thermometer |  |  |  | 2016-05-20
TB-TST-01 | LaMotte Bulb Thermometer (0-50 C) |  |  |  | 2018-04-27
TB-TST-02 | LaMotte Bulb Thermometer (0-50 C) |  |  |  | 2018-04-27
TB-TST-03 | LaMotte Bulb Thermometer (0-50 C) |  |  |  | 2018-04-27
TB-TST-04 | LaMotte Bulb Thermometer (0-50 C) |  |  |  | 2018-04-27
TB-TST-05 | LaMotte Bulb Thermometer (0-50 C) |  |  |  | 2018-04-27
TB-TST-06 | LaMotte Bulb Thermometer (0-50 C) |  |  |  | 2018-04-27
TB-TST-07 | LaMotte Bulb Thermometer (0-50 C) |  |  |  | 2018-04-27
TB-TST-08 | LaMotte Bulb Thermometer (0-50 C) |  |  |  | 2018-04-27
TB-TST-09 | LaMotte Bulb Thermometer (0-50 C) |  |  |  | 2018-04-27
TB-TST-10 | LaMotte Bulb Thermometer (0-50 C) |  |  |  | 2018-04-27
TB-USLT1 | Thermometer |  |  |  | 2016-05-20
TB-VAL-01 | LaMotte Bulb Thermometer |  |  |  | 2016-05-20
TB-VAL-02 | LaMotte Bulb Thermometer |  |  |  | 2016-05-20
TB-VAL-03 | LaMotte Bulb Thermometer |  |  |  | 2016-05-20
TB-VAL-04 | LaMotte Bulb Thermometer |  |  |  | 2016-05-20
TB-VAL-05 | LaMotte Bulb Thermometer |  |  |  | 2016-05-20
TB-VAL-06 | LaMotte Bulb Thermometer |  |  |  | 2016-05-20
TB-VAL-07 | LaMotte Bulb Thermometer |  |  |  | 2016-05-20
TB-VCK-01 | Thermometer |  |  |  | 2016-05-20
TD-AWC-14 | Digital Thermometer |  |  |  | 2016-05-20
TD-CWC-01 | Digital Thermometer |  |  |  | 2016-05-20
TD-CWC-02 | Thermometer |  |  |  | 2016-05-20
TD-CWC-03 | Digital Thermometer |  |  |  | 2016-05-20
TD-CWC-04 | Digital Thermometer |  |  |  | 2016-05-20
TD-CWC-05 | Digital Thermometer |  |  |  | 2016-05-20
TD-CWC-06 | Taylor Digital Thermometer |  |  |  | 2016-05-20
TD-CWC-07 | Digital Thermometer |  |  |  | 2016-05-20
TD-CWC-08 | Digital Thermometer |  |  |  | 2016-05-20
TD-CWC-09 | Digital Thermometer |  |  |  | 2016-05-20
TD-CWC-10 | Digital Thermometer |  |  |  | 2016-05-20
TD-CWC-11 | Digital Thermometer |  |  |  | 2016-05-20
TD-CWC-12 | Digital Thermometer |  |  |  | 2016-05-20
TD-CWC-13 | Digital Thermometer |  |  |  | 2016-05-20
TD-CWC-15 | Digital Thermometer |  |  |  | 2016-05-20
TD-CWC-16 | Digital Thermometer |  |  |  | 2016-05-20
TD-CWC-17 | Digital Thermometer |  |  |  | 2016-05-20
TD-CWC-18 | Digital Thermometer |  |  |  | 2016-05-20
TD-CWC-19 | Digital Thermometer |  |  |  | 2016-05-20
TD-CWC-1B | Digital Thermometer |  |  |  | 2016-05-20
TD-CWC-20 | Digital Thermometer |  |  |  | 2016-05-20
TD-CWC-21 | Digital Thermometer |  |  |  | 2016-05-20
TD-CWC-22 | Digital Thermometer |  |  |  | 2016-05-20
TD-CWC-23 | Digital Thermometer |  |  |  | 2016-05-20
TD-CWC-24 | Digital Thermometer |  |  |  | 2016-05-20
TD-CWC-25 | Digital Thermometer |  |  |  | 2016-05-20
TD-CWC-26 | Digital Thermometer |  |  |  | 2016-05-20
TD-NOAA-09 | Thermometer |  |  |  | 2016-05-20
TDSTRWC1 | Oakton TDSTestr Low 0-1990 ppm |  |  |  | 2016-05-20
TDSTRWC10 | Oakton TDSTestr Low 0-1990 ppm |  |  |  | 2016-05-20
TDSTRWC2 | Oakton TDSTestr Low 0-1990 ppm |  |  |  | 2016-05-20
TDSTRWC3 | Oakton TDSTestr Low 0-1990 ppm |  |  |  | 2016-05-20
TDSTRWC4 | Oakton TDSTestr Low 0-1990 ppm |  |  |  | 2016-05-20
TDSTRWC5 | Oakton TDSTestr Low 0-1990 ppm |  |  |  | 2016-05-20
TDSTRWC6 | Oakton TDSTestr Low 0-1990 ppm |  |  |  | 2016-05-20
TDSTRWC7 | Oakton TDSTestr Low 0-1990 ppm |  |  |  | 2016-05-20
TDSTRWC8 | Oakton TDSTestr Low 0-1990 ppm |  |  |  | 2016-05-20
TDSTRWC9 | Oakton TDSTestr Low 0-1990 ppm |  |  |  | 2016-05-20
TDS-TST-01 | Oakton TDS Meter |  |  |  | 2018-04-27
TDS-TST-02 | Oakton TDS Meter |  |  |  | 2018-04-27
TDS-TST-03 | Oakton TDS Meter |  |  |  | 2018-04-27
TDS-TST-04 | Oakton TDS Meter |  |  |  | 2018-04-27
TDS-TST-05 | Oakton TDS Meter |  |  |  | 2018-04-27
TDS-TST-06 | Oakton TDS Meter |  |  |  | 2018-04-27
TDS-TST-07 | Oakton TDS Meter |  |  |  | 2018-04-27
TDS-TST-08 | Oakton TDS Meter |  |  |  | 2018-04-27
TDS-TST-09 | Oakton TDS Meter |  |  |  | 2018-04-27
TDS-TST-10 | Oakton TDS Meter |  |  |  | 2018-04-27
TDS-USLT1 | TDS Meter |  |  |  | 2016-05-20
Teflon Depth Integrated Sampler | Teflon Depth Integrated Sampler |  |  | Water Sampler | 2008-04-21
Teflon Tubing/Peristaltic pump | peristaltic water pump |  |  | Water Sampler | 2016-05-20
TEMPTRWC01 | Thermometer |  |  |  | 2017-02-03
TEMPTRWC02 | Thermometer |  |  |  | 2017-02-03
TEMPTRWC03 | Thermometer |  |  |  | 2017-02-03
TEMPTRWC04 | Thermometer |  |  |  | 2017-02-03
TEMPTRWC05 | Thermometer |  |  |  | 2017-02-03
TEMPTRWC06 | Thermometer |  |  |  | 2017-02-03
TEMPTRWC07 | Thermometer |  |  |  | 2017-02-03
TEMPTRWC08 | Thermometer |  |  |  | 2017-02-03
TEMPTRWC09 | Thermometer |  |  |  | 2017-02-03
TEMPTRWC10 | Thermometer |  |  |  | 2017-02-03
TEMPTRWC11 | Thermometer |  |  |  | 2017-02-03
TEMPTRWC12 | Thermometer |  |  |  | 2017-02-03
TEMPTRWC13 | Thermometer |  |  |  | 2017-02-03
TEMPTRWC14 | Thermometer |  |  |  | 2017-02-03
TEMPTRWC15 | Thermometer |  |  |  | 2017-02-03
Test Tube 2.5 X 15 cm | Test Tube 2.5 X 15 cm , glass |  |  |  | 2018-02-06
Thermometer | Thermometer |  |  |  | 2016-05-20
Thermometer 54A | Thermometer |  |  | Field Probe | 2016-05-20
THTRWC1 | Thermometer |  |  |  | 2016-05-20
THTRWC10 | Thermometer |  |  |  | 2016-05-20
THTRWC11 | Thermometer |  |  |  | 2016-05-20
THTRWC12 | Thermometer |  |  |  | 2017-02-03
THTRWC13 | Thermometer |  |  |  | 2016-05-20
THTRWC14 | Thermometer |  |  |  | 2017-02-03
THTRWC15 | Thermometer |  |  |  | 2017-02-03
THTRWC16 | Thermometer |  |  |  | 2017-02-03
THTRWC17 | Thermometer |  |  |  | 2017-02-03
THTRWC2 | Thermometer |  |  |  | 2016-05-20
THTRWC3 | Thermometer |  |  |  | 2016-05-20
THTRWC4 | Thermometer |  |  |  | 2016-05-20
THTRWC5 | Thermometer |  |  |  | 2016-05-20
THTRWC6 | Thermometer |  |  |  | 2016-05-20
THTRWC7 | Thermometer |  |  |  | 2016-05-20
THTRWC8 | Thermometer |  |  |  | 2016-05-20
THTRWC9 | Thermometer |  |  |  | 2016-05-20
TH-WATER-01 | LaMotte Bulb Thermometer |  |  |  | 2016-05-20
TH-WATER-02 | LaMotte Bulb Thermometer |  |  |  | 2016-05-20
TJU-NOAA1 | LaMotte Dual Cylinder Turbidity kit |  |  |  | 2014-07-16
TKPOA Hydrolab HL4 | Hydrolab HL4 Sonde Multimeter |  |  | Field Probe | 2022-10-11
TM-ACT-01 | Mechanical Thermometer |  |  |  | 2016-05-20
TMP-HTB-01 | Thermometer |  |  |  | 2016-05-20
TMP-HTB-02 | Thermometer |  |  |  | 2016-05-20
TMP-HTB-03 | Thermometer |  |  |  | 2016-05-20
TMP-HTB-04 | Thermometer |  |  |  | 2016-05-20
Top-setting Wading Rod | Water Depth Meter for shallow water |  |  | Field Meter | 2021-02-12
TR-3NET-01 | LaMotte Bulb Thermometer |  |  |  | 2016-05-20
TR-3NET-02 | LaMotte Bulb Thermometer |  |  |  | 2016-05-20
TR-3NET-03 | LaMotte Bulb Thermometer |  |  |  | 2016-05-20
TR-3NET-04 | LaMotte Bulb Thermometer |  |  |  | 2016-05-20
TR-3NET-05 | LaMotte Bulb Thermometer |  |  |  | 2016-05-20
TR-3NET-06 | LaMotte Bulb Thermometer |  |  |  | 2016-05-20
TR-3NET-07 | LaMotte Bulb Thermometer |  |  |  | 2016-05-20
TR-3NET-08 | LaMotte Bulb Thermometer |  |  |  | 2016-05-20
TR-3NET-09 | LaMotte Bulb Thermometer |  |  |  | 2016-05-20
TR-3NET-10 | LaMotte Bulb Thermometer |  |  |  | 2016-05-20
TR-3NET-11 | LaMotte Bulb Thermometer |  |  |  | 2016-05-20
TR-3NET-12 | LaMotte Bulb Thermometer |  |  |  | 2016-05-20
TR-3NET-13 | LaMotte Bulb Thermometer |  |  |  | 2016-05-20
TR-3NET-14 | LaMotte Bulb Thermometer |  |  |  | 2016-05-20
TR-3NET-15 | LaMotte Bulb Thermometer |  |  |  | 2016-05-20
TR-3NET-16 | LaMotte Bulb Thermometer |  |  |  | 2016-05-20
TR-3NET-17 | LaMotte Bulb Thermometer |  |  |  | 2016-05-20
TR-3NET-18 | LaMotte Bulb Thermometer |  |  |  | 2016-05-20
TR-3NET-19 | LaMotte Bulb Thermometer |  |  |  | 2016-05-20
TR-3NET-20 | LaMotte Bulb Thermometer |  |  |  | 2016-05-20
TR-3NET-21 | LaMotte Bulb Thermometer |  |  |  | 2016-05-20
TR-3NET-22 | LaMotte Bulb Thermometer |  |  |  | 2016-05-20
TR-3NET-23 | LaMotte Bulb Thermometer |  |  |  | 2016-05-20
TR-3NET-24 | LaMotte Bulb Thermometer |  |  |  | 2016-05-20
TR-3NET-25 | LaMotte Bulb Thermometer |  |  |  | 2016-05-20
TR-3NET-26 | LaMotte Bulb Thermometer |  |  |  | 2016-05-20
TR-3NET-27 | LaMotte Bulb Thermometer |  |  |  | 2016-05-20
TR-3NET-27A | Thermometer |  |  |  | 2016-05-20
TR-3NET-28 | LaMotte Bulb Thermometer |  |  |  | 2016-05-20
TR-3NET-29 | LaMotte Bulb Thermometer |  |  |  | 2016-05-20
TR-3NET-30 | LaMotte Bulb Thermometer |  |  |  | 2016-05-20
TR-3NET-31 | Thermometer |  |  |  | 2016-05-20
TR-3NET-33 | Thermometer |  |  |  | 2016-05-20
TR-3NET-34 | Thermometer |  |  |  | 2016-05-20
Traceable Salinity 4382 | Field pH/conductivity/temp meter |  |  |  | 2016-05-20
TRA-CWC-02 | Thermometer |  |  |  | 2016-05-20
TRA-CWC-03 | Thermometer |  |  |  | 2016-05-20
TRA-CWC-04 | Thermometer |  |  |  | 2016-05-20
TRA-CWC-08 | Thermometer |  |  |  | 2016-05-20
TRA-CWC-10 | Thermometer |  |  |  | 2016-05-20
TRA-CWC-49 | Thermometer |  |  |  | 2016-05-20
TRAMEC1 | Oakton ECTestr Low 0 - 1990 uS/cm |  |  |  | 2016-05-20
TRAMPH1 | Oakton pHTestr 2 meter |  |  |  | 2016-05-20
TRAMPH2 | Oakton pHTestr 2 meter |  |  |  | 2016-05-20
TR-CSC-01 | Thermometer |  |  |  | 2016-05-20
TR-CWC-03 | Thermometer |  |  |  | 2016-05-20
TR-CWC-10 | Thermometer |  |  |  | 2016-05-20
TR-CWC-11 | VWR Scientific Bulb Thermometer |  |  |  | 2016-05-20
TR-CWC-15 | Bulb Thermometer |  |  |  | 2016-05-20
TR-CWC-39 | Thermometer |  |  |  | 2016-05-20
TRD-CWC3 | Digital Thermometer |  |  |  | 2016-05-20
TRD-CWC5 | Taylor Digital Thermometer |  |  |  | 2016-05-20
trowel | trowel |  |  |  | 2017-08-07
TRPA Geopacks Flow Meter MFP51 | Geopacks Flow Meter MFP51 |  |  |  | 2016-05-20
TRPA LaMotte Alkalinity Test Kit | LaMotte Alkalinity Test Kit |  |  |  | 2013-06-19
TRPA LaMotte DO Titration Kit | LaMotte Dissolved Oxygen Titration Kit |  |  |  | 2025-11-25
TRPA Oakton pH Meter | Oakton pH Meter |  |  |  | 2025-11-21
TRPA Titration LaMotte Field Kit | Titration LaMotte Field Kit |  |  |  | 2013-06-19
TRPA YSI 556 | YSI 556 |  |  |  | 2016-05-20
TRPA YSI Professional Plus | YSI Professional Plus |  |  |  | 2016-05-20
TR-RK9 | Temperature probe |  |  |  | 2016-05-20
TR-SLC-1 | Thermometer |  |  |  | 2016-05-20
TR-SLC-2 | Thermometer |  |  |  | 2016-05-20
TR-STB-066 | Thermometer |  |  |  | 2016-05-20
TR-STB-10 | NIST Thermometer- Ever Ready Thermometer |  |  |  | 2016-05-20
TR-STB-15 | Thermometer |  |  |  | 2016-05-20
TR-STB-18 | Bulb Thermometer |  |  |  | 2016-05-20
TR-STB29 | Bulb Thermometer |  |  |  | 2016-05-20
TR-STB-32 | Thermometer |  |  |  | 2016-05-20
TR-STB-34 | Bulb Thermometer |  |  |  | 2016-05-20
TR-STB4 | Bulb Thermometer |  |  |  | 2016-05-20
TR-STB41 | NIST Thermometer |  |  |  | 2016-05-20
TR-STB46 | Thermometer |  |  |  | 2016-05-20
TR-STB-49 | Thermometer |  |  |  | 2016-05-20
TR-STB4FOLAR | Thermometer |  |  |  | 2016-05-20
TR-STB5 | Thermometer |  |  |  | 2016-05-20
TR-STB-51 | Thermometer |  |  |  | 2016-05-20
TR-STB-53 | Thermometer |  |  |  | 2016-05-20
TR-STB54 | Thermometer |  |  |  | 2016-05-20
TR-STB-55 | Thermometer |  |  |  | 2016-05-20
TR-STB-56 | Thermometer |  |  |  | 2016-05-20
TR-STB-58 | Thermometer |  |  |  | 2016-05-20
TR-STB-62 | Thermometer |  |  |  | 2016-05-20
TR-STB-64 | Thermometer |  |  |  | 2016-05-20
TR-STB-67 | Thermometer |  |  |  | 2016-05-20
TR-STB-68 | Thermometer |  |  |  | 2016-05-20
TR-STB7FOLAR | Thermometer |  |  |  | 2016-05-20
TR-STB8FOLAR | Thermometer |  |  |  | 2016-05-20
TRT-3NET-01 | Lawrence Enterprises Transparency Tube |  |  |  | 2014-07-16
TRT-3NET-02 | Lawrence Enterprises Transparency Tube |  |  |  | 2014-07-16
TRT-3NET-03 | Lawrence Enterprises Transparency Tube |  |  |  | 2014-07-16
TRT-3NET-04 | Lawrence Enterprises Transparency Tube |  |  |  | 2014-07-16
TRT-3NET-05 | Lawrence Enterprises Transparency Tube |  |  |  | 2014-07-16
TRT-3NET-06 | Lawrence Enterprises Transparency Tube |  |  |  | 2014-07-16
TRT-3NET-07 | Lawrence Enterprises Transparency Tube |  |  |  | 2014-07-16
TRT-3NET-08 | Lawrence Enterprises Transparency Tube |  |  |  | 2014-07-16
TRT-3NET-09 | Lawrence Enterprises Transparency Tube |  |  |  | 2014-07-16
TRT-3NET-10 | Lawrence Enterprises Transparency Tube |  |  |  | 2014-07-16
TRT-3NET-11 | Lawrence Enterprises Transparency Tube |  |  |  | 2014-07-16
TRT-3NET-12 | Lawrence Enterprises Transparency Tube |  |  |  | 2014-07-16
TRT-3NET-13 | Lawrence Enterprises Transparency Tube |  |  |  | 2014-07-16
TRT-3NET-14 | Lawrence Enterprises Transparency Tube |  |  |  | 2014-07-16
TRT-3NET-15 | Lawrence Enterprises Transparency Tube |  |  |  | 2014-07-16
TRT-3NET-16 | Lawrence Enterprises Transparency Tube |  |  |  | 2014-07-16
TRT-3NET-17 | Lawrence Enterprises Transparency Tube |  |  |  | 2014-07-16
TRT-3NET-18 | Lawrence Enterprises Transparency Tube |  |  |  | 2014-07-16
TRT-3NET-19 | Transparency Tube |  |  |  | 2014-07-16
TRT-3NET-20 | Lawrence Enterprises Transparency Tube |  |  |  | 2014-07-16
TRT-3NET-21 | Lawrence Enterprises Transparency Tube |  |  |  | 2014-07-16
TRT-3NET-22 | Lawrence Enterprises Transparency Tube |  |  |  | 2014-07-16
TRT-3NET-23 | Lawrence Enterprises Transparency Tube |  |  |  | 2014-07-16
TRT-3NET-24 | Lawrence Enterprises Transparency Tube |  |  |  | 2014-07-16
TRT-3NET-25 | Transparency Tube |  |  |  | 2014-07-16
TRT-3NET-26 | Transparency Tube |  |  |  | 2014-07-16
TRT-3NET-27 | Lawrence Enterprises Transparency Tube |  |  |  | 2014-07-16
TRT-3NET-28 | Transparency Tube |  |  |  | 2014-07-16
TRT-3NET-30 | Transparency Tube |  |  |  | 2014-07-16
TRT-3NET-34 | Transparency Tube |  |  |  | 2014-07-16
TRT-3NET-36 | Transparency Tube |  |  |  | 2014-07-16
TRT-3NET-40 | Lawrence Enterprises Transparency Tube |  |  |  | 2014-07-16
TRT-3NET-41 | Transparency Tube |  |  |  | 2014-07-16
TRT-3NET-42 | Transparency Tube |  |  |  | 2014-07-16
TRT-3NET-43 | Transparency Tube |  |  |  | 2014-07-16
TRT-3NET-44 | Transparency Tube |  |  |  | 2014-07-16
TRT-3NET-45 | Transparency Tube |  |  |  | 2014-07-16
TRT-3NET-46 | Transparency Tube |  |  |  | 2014-07-16
TRT-3NET-47 | Transparency Tube |  |  |  | 2014-07-16
TRT-3NET-48 | Transparency Tube |  |  |  | 2014-07-16
TRT-3NET-49 | Transparency Tube |  |  |  | 2014-07-16
TRT-3NET-50 | Transparency Tube |  |  |  | 2014-07-16
TRT-3NET-52 | Lawrence Enterprises Transparency Tube |  |  |  | 2014-07-16
TRT-3NET-53 | Transparency Tube |  |  |  | 2014-07-16
TRT-3NET-54 | Transparency Tube |  |  |  | 2014-07-16
TRT-3NET-55 | Transparency Tube |  |  |  | 2014-07-16
TRT-3NET-56 | Transparency Tube |  |  |  | 2014-07-16
TRT-3NET-57 | Lawrence Enterprises Transparency Tube |  |  |  | 2014-07-16
TRT-3NET-82 | Transparency Tube |  |  |  | 2014-07-16
TRT-CWC-01 | Transparency Tube |  |  |  | 2014-07-16
TRT-CWC-02 | Transparency Tube |  |  |  | 2014-07-16
TRT-CWC-03 | Transparency Tube |  |  |  | 2014-07-16
TRT-CWC-04 | Transparency Tube |  |  |  | 2014-07-16
TRT-CWC-05 | Transparency Tube |  |  |  | 2014-07-16
TRT-CWC-06 | Transparency Tube |  |  |  | 2014-07-16
TRT-CWC-07 | Transparency Tube |  |  |  | 2014-07-16
TRT-CWC-08 | Transparency Tube |  |  |  | 2014-07-16
TRT-CWC-09 | Transparency Tube |  |  |  | 2014-07-16
TRT-CWC-10 | Transparency Tube |  |  |  | 2014-07-16
TRT-CWC-11 | Transparency Tube |  |  | Field Probe | 2015-06-25
TRT-CWC-12 | Transparency Tube |  |  |  | 2014-07-16
TRT-CWC-13 | Transparency Tube |  |  |  | 2014-07-16
TRT-CWC-14 | Transparency Tube |  |  |  | 2014-07-16
TRT-CWC-15 | Transparency Tube |  |  |  | 2014-07-16
TRT-CWC-16 | Transparency Tube |  |  |  | 2014-07-16
TRT-CWC-17 | Transparency Tube |  |  |  | 2014-07-16
TRT-CWC-18 | Transparency Tube |  |  |  | 2014-07-16
TRT-CWC-19 | Transparency Tube |  |  |  | 2014-07-16
TRT-CWC-20 | Transparency Tube |  |  |  | 2014-07-16
TRT-CWC-21 | Transparency Tube |  |  |  | 2014-07-16
TRT-CWC-22 | Transparency Tube |  |  |  | 2014-07-16
TRT-CWC-23 | Transparency Tube |  |  |  | 2014-07-16
TRT-CWC-24 | Transparency Tube |  |  |  | 2014-07-16
TRT-CWC-25 | Transparency Tube |  |  |  | 2014-07-16
TRT-CWC-26 | Transparency Tube |  |  |  | 2014-07-16
TRT-CWC-27 | Transparency Tube |  |  |  | 2014-07-16
TRT-CWC-30 | Lawrence Enterprises Transparency Tube |  |  |  | 2014-07-16
TRT-ESSP-1 | Transparency Tube |  |  |  | 2014-07-16
TRT-FNC-01 | Transparency Tube |  |  |  | 2014-07-16
TRT-GCWC1 | Transparency Tube |  |  |  | 2014-07-16
TRT-OCCK-01 | Lawrence Enterprises Transparency Tube |  |  |  | 2014-07-16
TRT-OCCK-02 | Lawrence Enterprises Transparency Tube |  |  |  | 2014-07-16
TRT-OCCK-03 | Lawrence Enterprises Transparency Tube |  |  |  | 2014-07-16
TRT-OCCK-04 | Lawrence Enterprises Transparency Tube |  |  |  | 2014-07-16
TRT-OCCK-05 | Lawrence Enterprises Transparency Tube |  |  |  | 2014-07-16
TRT-OCCK-06 | Lawrence Enterprises Transparency Tube |  |  |  | 2014-07-16
TRT-RCAA-01 | Lawrence Enterprises Transparency Tube |  |  |  | 2014-07-16
TRT-RCAA-02 | Lawrence Enterprises Transparency Tube |  |  |  | 2014-07-16
TRT-RCAA-03 | Lawrence Enterprises Transparency Tube |  |  |  | 2014-07-16
TRT-RCAA-04 | Lawrence Enterprises Transparency Tube |  |  |  | 2014-07-16
TRT-RCAA-05 | Lawrence Enterprises Transparency Tube |  |  |  | 2014-07-16
TRT-RCAA-06 | Lawrence Enterprises Transparency Tube |  |  |  | 2014-07-16
TRT-RCAA-07 | Lawrence Enterprises Transparency Tube |  |  |  | 2014-07-16
TRT-SBCK-01 | Lawrence Enterprises Transparency Tube |  |  |  | 2014-07-16
TRT-SBCK-02 | Lawrence Enterprises Transparency Tube |  |  |  | 2014-07-16
TRT-SBCK-03 | Lawrence Enterprises Transparency Tube |  |  |  | 2014-07-16
TRT-SBCK-04 | Lawrence Enterprises Transparency Tube |  |  |  | 2014-07-16
TRT-SBCK-05 | Lawrence Enterprises Transparency Tube |  |  |  | 2014-07-16
TRT-SBCK-06 | Lawrence Enterprises Transparency Tube |  |  |  | 2014-07-16
TRT-SGC-02 | Turbidity Meter |  |  |  | 2016-05-20
TRT-SMBK-01 | Lawrence Enterprises Transparency Tube |  |  |  | 2014-07-16
TRT-SMBK-02 | Lawrence Enterprises Transparency Tube |  |  |  | 2014-07-16
TRT-SMBK-03 | Lawrence Enterprises Transparency Tube |  |  |  | 2014-07-16
TRT-SMBK-04 | Lawrence Enterprises Transparency Tube |  |  |  | 2014-07-16
TRT-SMBK-05 | Lawrence Enterprises Transparency Tube |  |  |  | 2014-07-16
TRT-SMBK-06 | Lawrence Enterprises Transparency Tube |  |  |  | 2014-07-16
TRT-SRCD-01 | Lawrence Enterprises Transparency Tube |  |  |  | 2014-07-16
TRT-SRCD-02 | Lawrence Enterprises Transparency Tube |  |  |  | 2014-07-16
TRT-SRCD-03 | Lawrence Enterprises Transparency Tube |  |  |  | 2014-07-16
TRT-SRCD-04 | Lawrence Enterprises Transparency Tube |  |  |  | 2014-07-16
TRT-SRCD-05 | Lawrence Enterprises Transparency Tube |  |  |  | 2014-07-16
TRT-SRCD-06 | Lawrence Enterprises Transparency Tube |  |  |  | 2014-07-16
TRT-SRCD-07 | Lawrence Enterprises Transparency Tube |  |  |  | 2014-07-16
TRT-SRCD-10 | Transparency Tube |  |  |  | 2014-07-16
TRT-SRCD-11 | Transparency Tube |  |  |  | 2014-07-16
TRT-STW-01 | Lawrence Enterprises Transparency Tube |  |  |  | 2014-07-16
TRT-STW-02 | Lawrence Enterprises Transparency Tube |  |  |  | 2014-07-16
TRT-STW-03 | Lawrence Enterprises Transparency Tube |  |  |  | 2014-07-16
TRT-STW-04 | Lawrence Enterprises Transparency Tube |  |  |  | 2014-07-16
TRT-STW-05 | Lawrence Enterprises Transparency Tube |  |  |  | 2014-07-16
TRT-STW-06 | Lawrence Enterprises Transparency Tube |  |  |  | 2014-07-16
TRT-USLT1 | Transparency Tube |  |  |  | 2014-07-16
TRT-USLT2 | Transparency Tube |  |  |  | 2014-07-16
TRT-WDF-01 | Transparency Tube |  |  |  | 2014-07-16
TRT-WDF-02 | Transparency Tube |  |  |  | 2014-07-16
TRT-XX-01 | Transparency Tube |  |  |  | 2014-07-16
TRT-XX-02 | Transparency Tube |  |  |  | 2014-07-16
TR-USLT1 | Thermometer |  |  |  | 2016-05-20
TR-USLT2 | Thermometer |  |  |  | 2016-05-20
TR-USLT5 | Thermometer |  |  |  | 2016-05-20
TRWC_Global Water Flow Probe FP111 | Global Water Flow Probe FP 111 |  |  | Field Probe | 2026-01-21
TRWC_YSI ProDSS | YSI ProDSS |  |  | Field Probe | 2025-10-31
TRWC1 | Hanna Turbidity Meter 93703 |  |  |  | 2016-05-20
TRWC2 | Hanna Turbidity Meter 93703 |  |  |  | 2016-05-20
TRWC3 | Hanna Turbidity Meter 93703 |  |  |  | 2016-05-20
Tt_FM_SN111100000012 | Collects flow transect data. Unit rented to Tetra Tech. | 111100000012 |  |  | 2020-02-18
Tt_FM_SN141831002063 | FM_SN141831002063 | 141831002063 |  | Field Probe | 2019-10-09
Tt_FM2000_SN2003294 | Marsh-McBirney Flow-Mate 2000 | SN 2003294 |  |  | 2016-05-20
Tt_FM2000_SN2005690 | Marsh-McBirney Flow-Mate 2000 | SN 2005690 |  |  | 2016-10-28
Tt_FM2000_SN2006644 | Marsh-McBirney Flow-Mate 2000 | SN2006644 |  |  | 2016-05-20
Tt_FM2000_SN2006931 | Marsh-McBirney Flow-Mate 2000 | SN 2006931 |  |  | 2016-05-20
Tt_FM2000_SN2007356 | Marsh-McBirney Flow-Mate 2000 | SN 2007356 |  | Field Probe | 2016-05-20
Tt_FM2000_SN2007584 | Marsh-McBirney Flow-Mate 2000 | SN 2007584 |  |  | 2017-07-03
Tt_FM2000_SN2007784 | Marsh-McBirney Flow-Mate 2000 | SN 2007784 |  |  | 2016-05-20
Tt_Hach_FH950_SN2007238 | Hach FH950 Flow Meter | 2007238 |  |  | 2025-05-01
Tt_HACH_FH950_SN201711004643 | HACH_FH950 | 201711004643 |  |  | 2020-11-09
Tt_Hach_FH950_SN250511005660 | HACH FH950 Portable Velocity Meter | 250511005660 |  | Field Probe | 2025-07-01
Tt_HACH2100P_S3813 | Hach 2100P |  |  |  | 2016-05-20
Tt_HACH2100P_S3870A | HACH 2100P | S3870A |  | Field Probe | 2016-05-20
Tt_HACH2100P_S3956 | Hach 2100P |  |  |  | 2016-05-20
Tt_HACH2100P_S3996 | Hach 2100P |  |  |  | 2016-05-20
Tt_HACH2100Q_SN11110C014181 | HACH2100Q_SN11110C014181 |  |  |  | 2018-01-30
Tt_HACH2100Q_SN1205C017748 | HACH 2100Q | SN205C017748 |  |  | 2016-05-20
Tt_HACH2100Q_SN13090C027918 | HACH 2100Q | 13090C027918 |  |  | 2016-05-20
Tt_HACH2100Q_SN15110C045711 | Hach 2100Q Turbidimeter | SN15110C045711 |  | Field Probe | 2016-08-01
Tt_HACH2100Q_SN205C017748 |  | SN205C017748 |  |  | 2016-05-20
Tt_Oakton pHTestr 30 | Oakton pHTestr 30 | OK2079455 |  |  | 2021-07-28
Tt_OTT MF Pro_SN336401 | OTT MF Pro Flow Meter | 336401 |  | Field Probe | 2025-07-01
Tt_STF_SNP4004 | SonTek Flowtracker P4004 | SN P4004 |  |  | 2016-05-20
Tt_Turner_SN286C000227 | Turner_SN286C000227 |  |  |  | 2018-04-23
Tt_Turner_SN290158 | Turner_SN290158 |  |  |  | 2018-01-30
Tt_YSI ProDSS_16J104731 | YSI Pro DSS | 16J104731 |  |  | 2021-08-10
Tt_YSI ProDSS_16J104978 | YSI ProDSS | 16J104978 |  |  | 2022-01-07
Tt_YSI ProDSS_17M100593 | YSI Pro DSS | 17M100593 |  |  | 2021-08-10
Tt_YSI ProDSS_21D221633 | YSI ProDSS | 21D221633 |  |  | 2022-01-07
Tt_YSI ProDSS_21E101453 | YSI ProDSS | 21E101453 |  |  | 2022-03-25
Tt_YSI_01M0524AD | YSI | 01M0524AD |  |  | 2016-05-20
Tt_YSI_02D0578AY | YSI 6600 | 02D0578AY |  | Field Probe | 2016-05-20
Tt_YSI_02D0861AE | YSI 6600 | 02D0861AE |  |  | 2016-05-20
Tt_YSI_05E2000AF | YSI |  |  | Field Probe | 2016-04-28
Tt_YSI_05H2239AA | YSI 6600 | 05H2239AA |  | Field Probe | 2016-05-20
Tt_YSI_07H100074 | YSI 6600 |  |  | Field Probe | 2016-05-20
Tt_YSI_08E101214 | YSI 6600 | 08E101214 |  |  | 2016-05-20
Tt_YSI_09K101328 | YSI |  |  |  | 2017-09-15
Tt_YSI_10J101707 | YSI 9620V2-2 | 10J101707 |  |  | 2016-05-20
Tt_YSI_1100312 | YSI | 1100312 |  |  | 2016-05-20
Tt_YSI_15A103391 | YSI | 15A103391 |  | Field Probe | 2020-06-12
Tt_YSI_18J100808 | YSI_18J100808 | 18J100808 |  | Field Probe | 2019-10-09
Tt_YSI_19G102562 | YSI ProDSS Multiparameter Meter | 19G102562 |  |  | 2024-08-22
Tt_YSI_19G103858 | YSI_19G103858 | 19G103858 |  | Field Probe | 2019-10-09
Tt_YSI_19H103429 | YSI | 19H103429 |  |  | 2021-03-12
Tt_YSI_19K100687 | YSI | 19K100687 |  |  | 2021-03-12
Tt_YSI_20E101453 | YSI | 20E101453 |  |  | 2021-03-12
Tt_YSI_556 | YSI 556 |  |  | Field Probe | 2016-05-20
Tt_YSI_566 | YSI 566 |  |  | Field Probe | 2016-05-20
Tt_YSI_600XLM | YSI 600xlm |  |  | Field Probe | 2016-05-20
Tt_YSI_65016820 | YSI 650 | 65016820 |  |  | 2016-05-20
Tt_YSI_650I6820 | YSI 650 | 65016820 |  |  | 2016-05-20
Tt_YSI_6820v2 | YSI 6820 v2 |  |  | Field Probe | 2016-05-20
Tt_YSI_6920v2 | YSI 6920 v2 |  |  |  | 2016-05-20
Tt_YSI_97M0509AF | YSI 6600 |  |  | Field Probe | 2016-05-20
Tt_YSI_S3979 | YSI 600XLV2 |  |  |  | 2016-05-20
Tt_YSI_S4091 | Tt_YSI_S4091 |  |  | Field Probe | 2016-05-20
Tt_YSI_S4421 | YSI 556 |  |  |  | 2016-05-20
TT-3NET-01 | Comark Thermometer |  |  |  | 2016-05-20
TT-3NET-02 | Comark Thermometer |  |  |  | 2016-05-20
TT-3NET-03 | Comark Thermometer |  |  |  | 2016-05-20
TT-3NET-04 | Comark Thermometer |  |  |  | 2016-05-20
TT-3NET-05 | Comark Thermometer |  |  |  | 2016-05-20
TT-3NET-06 | Comark Thermometer |  |  |  | 2016-05-20
TT-3NET-07 | Comark Thermometer |  |  |  | 2016-05-20
TT-3NET-08 | Comark Thermometer |  |  |  | 2016-05-20
TT-3NET-09 | Comark Thermometer |  |  |  | 2016-05-20
TT-3NET-10 | Comark Thermometer |  |  |  | 2016-05-20
TT-3NET-15 | Thermometer |  |  |  | 2016-05-20
TT-3NET-17 | Thermometer |  |  |  | 2016-05-20
TT-3NET-30 | Digital Thermometer |  |  |  | 2016-05-20
TT-3NET-31 | Digital Thermometer |  |  |  | 2016-05-20
TT-3NET-32 | Taylor Digital Thermometer |  |  |  | 2016-05-20
TT-3NET-33 | Digital Thermometer |  |  |  | 2016-05-20
TT-3NET-34 | Digital Thermometer |  |  |  | 2016-05-20
TT-3NET-35 | Thermometer |  |  |  | 2016-05-20
TT-3NET-36 | Taylor Digital Thermometer |  |  |  | 2016-05-20
TT-3NET-37 | Taylor Digital Thermometer |  |  |  | 2016-05-20
TT-3NET-38 | Taylor Digital Thermometer |  |  |  | 2016-05-20
TT-3NET-39 | Taylor Digital Thermometer |  |  |  | 2016-05-20
TT-3NET-40 | Taylor Digital Thermometer |  |  |  | 2016-05-20
TT-3NET-41 | Taylor Digital Thermometer |  |  |  | 2016-05-20
TT-3NET-42 | Taylor Digital Thermometer |  |  |  | 2016-05-20
TT-3NET-43 | Taylor Digital Thermometer |  |  |  | 2016-05-20
TT-3NET-45 | Taylor Digital Thermometer |  |  |  | 2016-05-20
TT-3NET-46 | Taylor Digital Thermometer |  |  |  | 2016-05-20
TT-3NET-47 | Taylor Digital Thermometer |  |  |  | 2016-05-20
TT-3NET-48 | Taylor Digital Thermometer |  |  |  | 2016-05-20
TT-3NET-49 | Taylor Digital Thermometer |  |  |  | 2016-05-20
TT-3NET-50 | Taylor Digital Thermometer |  |  |  | 2016-05-20
TT-3NET-51 | Taylor Digital Thermometer |  |  |  | 2016-05-20
TT-3NET-52 | Taylor Digital Thermometer |  |  |  | 2016-05-20
TT-3NET-54 | Taylor Digital Thermometer |  |  |  | 2016-05-20
TT-3NET-55 | Taylor Digital Thermometer |  |  |  | 2016-05-20
TT-3NET-56 | Taylor Digital Thermometer |  |  |  | 2016-05-20
TT-3NET-57 | Taylor Digital Thermometer |  |  |  | 2016-05-20
TT-3NET-58 | Taylor Digital Thermometer |  |  |  | 2016-05-20
TT-3NET-59 | Taylor Digital Thermometer |  |  |  | 2016-05-20
TT-3NET-60 | Taylor Digital Thermometer |  |  |  | 2016-05-20
TT-3NET-61 | Taylor Digital Thermometer |  |  |  | 2016-05-20
TT-3NET-62 | Taylor Digital Thermometer |  |  |  | 2016-05-20
TT-3NET-63 | Taylor Digital Thermometer |  |  |  | 2016-05-20
TT-3NET-64 | Taylor Digital Thermometer |  |  |  | 2016-05-20
TT-3NET-65 | Taylor Digital Thermometer |  |  |  | 2016-05-20
TT-CWC-01 | Taylor Digital Thermometer |  |  |  | 2016-05-20
TT-CWC-10 | Digital Thermometer |  |  |  | 2016-05-20
TT-CWC-11 | Digital Thermometer |  |  |  | 2016-05-20
TT-CWC-12 | Digital Thermometer |  |  |  | 2016-05-20
TT-CWC-13 | Digital Thermometer |  |  |  | 2016-05-20
TT-CWC-14 | Digital Thermometer |  |  |  | 2016-05-20
TT-CWC-15 | Digital Thermometer |  |  |  | 2016-05-20
TT-CWC-16 | Cumaric Thermometer |  |  |  | 2016-05-20
TT-ELKHO-1 | Kestrel Digital Thermometer |  |  |  | 2016-05-20
TT-FOE-01 | Comark Thermometer |  |  |  | 2016-05-20
TT-FOE-02 | Comark Thermometer |  |  |  | 2016-05-20
TT-FOSC-01 | Control Company Digital Thermometer |  |  |  | 2016-05-20
TT-GCWC1 | Thermometer |  |  |  | 2016-05-20
TT-GCWC2 | Digital Thermometer |  |  |  | 2016-05-20
TT-MON-01 | Digital Thermometer |  |  |  | 2016-05-20
TT-MON-02 | Digital Thermometer |  |  |  | 2016-05-20
TT-MON-03 | Digital Thermometer |  |  |  | 2016-05-20
TT-MON-05 | Digital Thermometer |  |  |  | 2016-05-20
TT-MON-06 | Digital Thermometer |  |  |  | 2016-05-20
TT-MON-07 | Digital Thermometer |  |  |  | 2016-05-20
TT-MU-NSF-264 | Thermometer probe |  |  |  | 2016-05-20
TT-MUW-1 | Digital Thermometer |  |  |  | 2016-05-20
TT-NSF-208 | Thermister |  |  |  | 2014-07-16
TT-OCCK-01 | Comark Thermometer |  |  |  | 2016-05-20
TT-OCCK-02 | Comark Thermometer |  |  |  | 2016-05-20
TT-OCCK-03 | Comark Thermometer |  |  |  | 2016-05-20
TT-OCCK-04 | Comark Thermometer |  |  |  | 2016-05-20
TT-OCCK-05 | Comark Thermometer |  |  |  | 2016-05-20
TT-OCCK-06 | Comark Thermometer |  |  |  | 2016-05-20
TTP-2RB04 | Thermometer probe |  |  |  | 2016-05-20
TTP-2RB-5 | Temperature probe |  |  |  | 2016-05-20
TT-RCAA-01 | Comark Thermometer |  |  |  | 2016-05-20
TT-RCAA-02 | Comark Thermometer |  |  |  | 2016-05-20
TT-RCAA-03 | Comark Thermometer |  |  |  | 2016-05-20
TT-SBCK-01 | Comark Thermometer |  |  |  | 2016-05-20
TT-SBCK-02 | Comark Thermometer |  |  |  | 2016-05-20
TT-SBCK-03 | Comark Thermometer |  |  |  | 2016-05-20
TT-SBCK-04 | Comark Thermometer |  |  |  | 2016-05-20
TT-SBCK-05 | Comark Thermometer |  |  |  | 2016-05-20
TT-SBCK-06 | Comark Thermometer |  |  |  | 2016-05-20
TT-SDBK-01 | Comark Thermometer |  |  |  | 2016-05-20
TT-SDBK-02 | Comark Thermometer |  |  |  | 2016-05-20
TT-SDBK-03 | Comark Thermometer |  |  |  | 2016-05-20
TT-SDBK-04 | Comark Thermometer |  |  |  | 2016-05-20
TT-SLVH-7 | Thermometer |  |  |  | 2016-05-20
TT-STBSO | Bulb Thermometer |  |  |  | 2016-05-20
TT-STW-01 | Digital Thermometer |  |  |  | 2016-05-20
TT-STW-02 | Oakton Digital Thermometer |  |  |  | 2016-05-20
TT-STW-03 | Digital Thermometer |  |  |  | 2016-05-20
TT-STW-04 | Digital Thermometer |  |  |  | 2016-05-20
TT-STW-05 | Digital Thermometer |  |  |  | 2016-05-20
TT-STW-06 | Digital Thermometer |  |  |  | 2016-05-20
TT-STW-07 | Digital Thermometer |  |  |  | 2016-05-20
TT-STW-08 | Digital Thermometer |  |  |  | 2016-05-20
TT-STW-09 | Digital Thermometer |  |  |  | 2016-05-20
TT-STW-10 | Digital Thermometer |  |  |  | 2016-05-20
TT-STW-11 | Digital Thermometer |  |  |  | 2016-05-20
TT-STW-12 | Digital Thermometer |  |  |  | 2016-05-20
TT-USLT6 | Thermometer |  |  |  | 2016-05-20
TT-UW-01 | Digital Thermometer |  |  |  | 2016-05-20
TT-UW-02 | Digital Thermometer |  |  |  | 2016-05-20
TT-UW-03 | Thermometer |  |  |  | 2016-05-20
TT-UW-04 | Digital Thermometer |  |  |  | 2016-05-20
TT-UW-05 | Digital thermometer |  |  |  | 2016-05-20
TT-WATER-01 | Lawrence Enterprises Transparency Tube |  |  |  | 2014-07-16
TT-WDF-02 | Thermometer |  |  |  | 2016-05-20
TT-WDF-03 | Thermometer |  |  |  | 2016-05-20
TU Hach FH950 | Hach FH950 Flow Meter |  |  | Field Probe | 2022-08-17
TU Oakton PCTS #1 | Oakton PCTSTestr 50 Waterproof Pocket pH/Cond/TDS/Salinity Tester, Premium 50 Series |  |  |  | 2025-07-25
TU Pygmy Spinner Meter | Pygmy Stream discharge meter |  |  | Field Meter | 2021-02-22
TU YSI Pro DO20i #1 | YSI Pro20i Dissolved Oxygen Meter, 4-m Cable, Galvanic |  |  |  | 2025-07-25
TU YSI Professional Plus | YSI Professional Plus |  |  | Field Probe | 2021-02-22
TUJ-3NET25 | LaMotte Dual Cylinder Turbidity kit |  |  |  | 2014-07-16
TUJ-ACT-01 | Turbidity kit |  |  |  | 2014-07-16
TUJ-ACT-02 | Turbidity kit |  |  |  | 2014-07-16
TUJ-BIGCR-1 | LaMotte Dual Cylinder Turbidity kit |  |  |  | 2014-07-16
TUJ-CDM-01 | Hach Turbidity Meter |  |  |  | 2016-05-20
TUJ-CWC-01 | LaMotte Dual Cylinder Turbidity kit |  |  |  | 2014-07-16
TUJ-CWC-02 | LaMotte Dual Cylinder Turbidity kit |  |  |  | 2014-07-16
TUJ-CWC-03 | Dual Cylinder Turbidity kit |  |  |  | 2014-07-16
TUJ-CWC-04 | LaMotte Dual Cylinder Turbidity kit |  |  |  | 2014-07-16
TUJ-CWC-10 | LaMotte Dual Cylinder Turbidity kit |  |  |  | 2014-07-16
TUJ-CWC-11 | LaMotte Dual Cylinder Turbidity kit |  |  |  | 2014-07-16
TUJ-CWC-12 | Dual Tube Turbidity Kit |  |  |  | 2014-07-16
TUJ-CWC-13 | Dual Tube Turbidity Kit |  |  |  | 2014-07-16
TUJ-CWC-14 | LaMotte Dual Cylinder Turbidity kit |  |  |  | 2014-07-16
TUJ-CWC-15 | LaMotte Dual Cylinder Turbidity kit |  |  |  | 2014-07-16
TUJ-CWC-16 | LaMotte Dual Cylinder Turbidity kit |  |  |  | 2014-07-16
TUJ-CWC-17 | LaMotte Dual Cylinder Turbidity kit |  |  |  | 2014-07-16
TUJ-CWC-18 | LaMotte Dual Cylinder Turbidity kit |  |  |  | 2014-07-16
TUJ-CWC-19 | LaMotte Dual Cylinder Turbidity kit |  |  |  | 2014-07-16
TUJ-CWC-21 | Dual Cylinder Turbidity kit |  |  |  | 2014-07-16
TUJ-ENVST-01 | Turbidity kit |  |  |  | 2014-07-16
TUJ-ESSP-1 | Dual Cylinder Turbidity kit |  |  |  | 2014-07-16
TUJ-FCI-1 | Turbidity meter |  |  |  | 2016-05-20
TUJ-FOE-01 | LaMotte Dual Cylinder Turbidity kit |  |  |  | 2014-07-16
TUJ-FOE-02 | LaMotte Dual Cylinder Turbidity kit |  |  |  | 2014-07-16
TUJ-FOE-03 | LaMotte Dual Cylinder Turbidity kit |  |  |  | 2014-07-16
TUJ-FOE-04 | LaMotte Dual Cylinder Turbidity kit |  |  |  | 2014-07-16
TUJ-FOE-05 | LaMotte Dual Cylinder Turbidity kit |  |  |  | 2014-07-16
TUJ-FOE-06 | LaMotte Dual Cylinder Turbidity kit |  |  |  | 2014-07-16
TUJ-FOE-CK-02 | LaMotte Dual Cylinder Turbidity kit |  |  |  | 2014-07-16
TUJ-FOTC-01 | LaMotte Dual Cylinder Turbidity kit |  |  |  | 2014-07-16
TUJ-LMC-01 | Turbidity kit |  |  |  | 2014-07-16
TUJ-RCAA-01 | LaMotte Dual Cylinder Turbidity kit |  |  |  | 2014-07-16
TUJ-RCAA-02 | LaMotte Dual Cylinder Turbidity kit |  |  |  | 2014-07-16
TUJ-SDBK-01 | LaMotte Dual Cylinder Turbidity kit |  |  |  | 2014-07-16
TUJ-SDBK-02 | LaMotte Dual Cylinder Turbidity kit |  |  |  | 2014-07-16
TUJ-SDBK-03 | LaMotte Dual Cylinder Turbidity kit |  |  |  | 2014-07-16
TUJ-SDBK-04 | LaMotte Dual Cylinder Turbidity kit |  |  |  | 2014-07-16
TUJ-SDBK-05 | LaMotte Dual Cylinder Turbidity kit |  |  |  | 2014-07-16
TUJ-SDBK-06 | LaMotte Dual Cylinder Turbidity kit |  |  |  | 2014-07-16
TUJ-SGC-02 | Turbidity Meter |  |  |  | 2016-05-20
TUJ-SLC-1 | Turbidity Meter |  |  |  | 2016-05-20
TUJ-SRW-1 | Turbidity Meter |  |  |  | 2016-05-20
TUJ-SRW-2 | Turbidity Meter |  |  |  | 2016-05-20
TUN-CCWI-01 | Turbidity Meter |  |  |  | 2016-05-20
TUN-CSC-01 | Hach Turbidity Meter |  |  |  | 2016-05-20
TUN-FOLAR3 | Turbidity Meter |  |  |  | 2016-05-20
TUN-FOLAR4 | Turbidity Meter |  |  |  | 2016-05-20
TUN-FOLAR5 | Turbidity Meter |  |  |  | 2016-05-20
TUN-HTB-01 | Turbidity Meter |  |  |  | 2016-05-20
TUN-HTB-02 | Turbidity Meter |  |  |  | 2016-05-20
TUN-HTB-03 | Turbidity Meter |  |  |  | 2016-05-20
TUN-HTB-04 | Turbidity Meter |  |  |  | 2016-05-20
TUN-MBV-1 | Hach Turbidity Meter |  |  |  | 2016-05-20
TUN-MBV-2 | Hach Turbidity Meter |  |  |  | 2016-05-20
TUN-SBCK-01 | Hach Turbidity Meter |  |  |  | 2016-05-20
TUN-SBCK-02 | Hach Turbidity Meter |  |  |  | 2016-05-20
TUN-SBCK-03 | Hach Turbidity Meter |  |  |  | 2016-05-20
TUN-SBCK-04 | Hach Turbidity Meter |  |  |  | 2016-05-20
TUN-SCMI-01 | Turbidity Meter |  |  |  | 2016-05-20
TUN-SCMI-06 | Turbidity Meter |  |  |  | 2016-05-20
TUN-SCMI-07 | Turbidity Meter |  |  |  | 2016-05-20
TUN-SGC-02 | Turbidity Meter |  |  |  | 2016-05-20
TUN-SLVH-7 | Turbidity Meter |  |  |  | 2016-05-20
TUN-SMBK-01 | Turbidity Meter |  |  |  | 2016-05-20
TUN-SRLB-01 | Turbidity Meter |  |  |  | 2016-05-20
TUN-STB-8 | Turbidity Meter |  |  |  | 2016-05-20
TUN-USLT1 | Hach Turbidity Meter |  |  |  | 2016-05-20
TUN-VCK-01 | Hach Turbidity Meter |  |  |  | 2016-05-20
TuolumneRCD Oakton handheld Conductivity meter | Oakton HandHeld conductivity meter |  |  | Field Probe | 2016-05-20
TuolumneRCD Oakton handheld pH meter | Oakton HandHeld pH meter |  |  | Field Probe | 2016-05-20
TuolumneRCD Winkler Method | Winkler Method |  |  | Field Probe | 2010-10-19
TuolumneRT LaMotte Test kit | LaMotte Test Kit |  |  | Field Probe | 2010-10-19
TuolumneRT NASCO Armored Enviro-Safe Thermometer | NASCO Armored Enviro-Safe Thermometer |  |  | Field Probe | 2016-05-20
TURBMTR-FCP | Hach Turbidity Meter |  |  |  | 2016-05-20
TURB-SGC-01 | Turbidity Meter |  |  |  | 2016-05-20
TURB-TST-01 | HANNA Turbidity Meter |  |  |  | 2018-04-27
TURB-TST-02 | HANNA Turbidity Meter |  |  |  | 2018-04-27
TURB-TST-03 | HANNA Turbidity Meter |  |  |  | 2018-04-27
TURB-TST-04 | HANNA Turbidity Meter |  |  |  | 2018-04-27
TURB-TST-05 | HANNA Turbidity Meter |  |  |  | 2018-04-27
TURB-TST-06 | HANNA Turbidity Meter |  |  |  | 2018-04-27
TURB-TST-07 | HANNA Turbidity Meter |  |  |  | 2018-04-27
TURB-TST-08 | HANNA Turbidity Meter |  |  |  | 2018-04-27
TURB-TST-09 | HANNA Turbidity Meter |  |  |  | 2018-04-27
TURB-TST-10 | HANNA Turbidity Meter |  |  |  | 2018-04-27
TURB-USLT-2 | Turbidity Meter |  |  |  | 2016-05-20
TUR-SSI-1 | LaMotte 2020we Portable Turbidity Meters |  |  | Field Probe | 2024-10-04
TUR-SSI-2 | LaMotte 2020we Portable Turbidity Meters |  |  | Field Probe | 2024-10-04
TUR-SSI-3 | LaMotte 2020we Portable Turbidity Meters |  |  | Field Probe | 2024-10-04
TUR-SSI-4 | Oakton T-100WL Turbidity Meter |  |  | Field Probe | 2024-10-04
TUR-SSI-5 | Oakton T-100WL Turbidity Meter |  |  | Field Probe | 2024-10-04
TUR-SSI-6 | Oakton T-100WL Turbidity Meter |  |  | Field Probe | 2024-10-04
TW-CWC-59 | Thermometer |  |  |  | 2016-05-20
Twig and leaf mesh screen | Twig and leaf mesh screen |  |  | Water Sampler | 2008-01-01
TWL-Field Probe | Field Probe |  |  | Field Prob | 2008-01-01
Two Syringe Brush Sampler | Two Syringe Brush Sampler |  |  |  | 2017-01-31
TWP Hach DR 900 Colorimeter | Hach DR 900 Colorimeter |  |  |  | 2018-06-12
TWP Hanna ISM | Hanna Phosphate Photometer | 3060010991 |  |  | 2018-09-20
TWP Hanna NO3 #1 | Hanna Nitrate Photometer |  |  |  | 2023-01-06
TWP Hanna pH#1 | Hanna Waterproof Pocket pH Tester |  |  |  | 2023-01-06
TWP Hanna Turb1 | HANNA Turbidity Meter |  |  |  | 1900-01-01
TWP Oakton PCTS #1 | Oakton PCTS Testr 50 |  |  |  | 1900-01-01
TWP Oakton PCTS #10 | Oakton PCTSTestr 50 Waterproof Pocket pH/Cond/TDS/Salinity Tester, Premium 50 Series |  |  | Field Probe | 2026-07-22
TWP Oakton PCTS #2 | Oakton PCTS Testr 50 |  |  |  | 2023-01-06
TWP Oakton PCTS #3 | Oakton PCTS Testr 30 |  |  |  | 2023-08-10
TWP Oakton PCTS #4 | Oakton PCTSTestr 50 Waterproof Pocket pH/Cond/TDS/Salinity Tester, Premium 50 Series |  |  |  | 2024-01-31
TWP Oakton PCTS #5 | Oakton PCTSTestr 50 Waterproof Pocket pH/Cond/TDS/Salinity Tester, Premium 50 Series |  |  |  | 2024-08-02
TWP Oakton PCTS #6 | Oakton PCTSTestr 50 Waterproof Pocket pH/Cond/TDS/Salinity Tester, Premium 50 Series |  |  |  | 2025-07-25
TWP Oakton PCTS #7 | Oakton PCTSTestr 50 Waterproof Pocket pH/Cond/TDS/Salinity Tester, Premium 50 Series |  |  |  | 2025-07-25
TWP Oakton PCTS #8 | Oakton PCTSTestr 30 Waterproof Pocket pH/Cond/TDS/Salinity Tester, Premium 30 Series |  |  | Field Probe | 2025-11-05
TWP Oakton PCTS #9 | Oakton PCTSTestr 30 Waterproof Pocket pH/Cond/TDS/Salinity Tester, Premium 30 Series |  |  | Field Probe | 2025-11-05
TWP YSI Pro DO20i #1 | YSI Pro20i Dissolved Oxygen Meter, 4-m Cable, Galvanic |  |  |  | 2024-01-31
TWP YSI Pro DO20i #2 | YSI Pro20i Dissolved Oxygen Meter, 4-m Cable, Galvanic |  |  |  | 2024-08-02
TWP YSI Pro DO20i #3 | YSI Pro20i Dissolved Oxygen Meter, 4-m Cable, Galvanic |  |  |  | 2025-07-25
TWP YSI Pro DSS #1 | YSI Pro DSS #1 | 17F105372 |  |  | 2018-06-12
TWP YSI Pro DSS #2 | YSI ProDSS |  |  |  | 1900-01-01
TYRT-3NET-11 | Lawrence Enterprises Transparency Tube |  |  |  | 2014-07-16
U20L-04-20029163 | HOBO Water Level Data Logger | 20029163 |  | Field Probe | 2020-03-03
U20L-04-20029164 | HOBO Water Level Data Logger | 20029164 |  | Field Probe | 2020-03-03
U20L-04-20029165 | HOBO Water Level Data Logger | 20029165 |  | Field Probe | 2020-03-03
U20L-04-20029166 | HOBO Water Level Data Logger | 20029166 |  | Field Probe | 2020-03-03
UC Quanta Hydrolab serial # 0370005465 | Quanta Hydrolab | 0370005456 |  | Field Probe | 2016-08-08
UCB-WL Accumet 50 Meter | Accumet 50 Meter | 00014135 |  | Field Prob | 2008-01-01
UCB-WL Accumet XL 50 | Accumet XL 50 |  |  | Field Probe | 2016-05-20
UCB-WL pH Accumet 50 | pH Accumet 50 |  |  | Field Probe | 2016-05-20
UCB-WL YSI 55 | YSI 55 |  |  | Field Probe | 2016-05-20
UCB-WL YSI 55 Meter | YSI 55 | 00E0458 |  | Field Prob | 2008-01-01
UCB-WL YSI Meter 556 | YSI Meter 556 |  |  | Field Probe | 2016-05-20
UCB-WL_Pump | Pump |  |  |  | 2018-03-04
UCB-WL_TubeWithMesh | TubeWithMesh |  |  |  | 2018-03-04
UCCE Peristaltic pump | Peristaltic water pump |  |  | Water Sampler | 2017-02-01
UCD-AEAL 3L PTFE bottle | 3L PTFE bottle |  |  | Water Sampler | 2008-01-01
UCD-AEAL Fisherbrand Accumet DO Meter1 | Fisherbrand Accumet | 288522 |  | Field Prob | 2008-01-01
UCD-AEAL Fisherbrand Accumet DO Meter2 | Fisherbrand Accumet | 293335 |  | Field Prob | 2008-01-01
UCD-AEAL Fisherbrand Accumet DO Meter3 | Fisherbrand Accumet | 288523 |  | Field Prob | 2008-01-01
UCD-AEAL Fisherbrand Accumet DO Meter4 | Fisherbrand Accumet | 261301 |  | Field Prob | 2008-01-01
UCD-AEAL Fisherbrand DO Meter unk | Fisherbrand |  |  | Field Prob | 2016-05-20
UCD-AEAL Marsh-McBirney #1 | Marsh-McBirney flow meter |  |  | Field Prob | 2016-05-20
UCD-AEAL Marsh-McBirney #2 | Marsh-McBirney flow meter |  |  | Field Prob | 2016-05-20
UCD-AEAL Marsh-McBirney unk | Marsh-McBirney flow meter |  |  | Field Prob | 2016-05-20
UCD-AEAL Oakton Mulitparameter Meter7 | Oakton Mulitparameter | 180335 |  | Field Prob | 2008-01-01
UCD-AEAL Oakton Mulitparameter Meter9 | Oakton Mulitparameter | 222603 |  | Field Prob | 2008-01-01
UCD-AEAL Oakton Multiparameter Meter1 | Oakton Mulitparameter | 192278 |  | Field Prob | 2008-01-01
UCD-AEAL Oakton Multiparameter Meter10 | Oakton Mulitparameter | 131276 |  | Field Prob | 2008-01-01
UCD-AEAL Oakton Multiparameter Meter2 | Oakton Mulitparameter | 192279 |  | Field Prob | 2008-01-01
UCD-AEAL Oakton Multiparameter Meter3 | Oakton Mulitparameter | 192277 |  | Field Prob | 2008-01-01
UCD-AEAL Oakton Multiparameter Meter4 | Oakton Mulitparameter | 192289 |  | Field Prob | 2008-01-01
UCD-AEAL Oakton Multiparameter Meter5 | Oakton Mulitparameter | 192280 |  | Field Prob | 2008-01-01
UCD-AEAL Oakton Multiparameter Meter6 | Oakton Mulitparameter | 180342 |  | Field Prob | 2008-01-01
UCD-AEAL Oakton Multiparameter Meter9 | Oakton Mulitparameter | 192289 |  | Field Prob | 2008-01-01
UCD-AEAL Oakton pH/Con 10 TMDL1 | Oakton 10 | 131270 |  | Field Prob | 2016-05-20
UCD-AEAL Oakton pH/Con 10 TMDL2 | Oakton 10 | 222573 |  | Field Prob | 2016-05-20
UCD-AEAL Oakton pH/Con 10 TMDL3 | Oakton 10 | 131292 |  | Field Prob | 2016-05-20
UCD-AEAL Oakton pH/Con 10 TMDL4 | Oakton 10 | 131299 |  | Field Prob | 2016-05-20
UCD-AEAL Swoffer | Swoffer Model 2100 |  |  | Field Prob | 2016-05-20
UCD-AEAL TypeAA LVM unk | Type AA-MH-Model 6210 |  |  | Field Prob | 2016-05-20
UCD-AEAL TypeAA NVM unk | Type AA-MH-Model 6215 |  |  | Field Prob | 2016-05-20
UCD-AHPL ChemCatcher | ChemCatcher |  |  | water | 2020-04-02
UCD-AHPL Temperature probe | Temperature probe |  |  |  | 2020-04-02
UCD-AHPL YSI Pro 10 | YSI Pro 10 |  |  |  | 2020-04-02
UCD-AHPL YSI Pro 20 | YSI Pro 20 |  |  |  | 2020-04-02
UCD-AHPL YSI Pro 30 | YSI Pro 30 |  |  |  | 2020-04-02
UCD-ATL Beckman 255 | Beckman 255 |  |  | Field Probe | 2016-05-20
UCD-ATL Beckman IS 425 pH Meter | Beckman IS 425 |  |  | Field Prob | 2016-05-20
UCD-ATL Flow Meter | Flow Meter |  |  | Field Prob | 2008-01-01
UCD-ATL Global Flow Probe | Global Flow Probe |  |  | Field Probe | 2007-09-01
UCD-ATL Hach 2100P | Hach 2100P |  |  | Field Probe | 2016-05-20
UCD-ATL Temperature Probe | Probe |  |  | Field Prob | 2008-01-01
UCD-ATL YSI 30 | YSI 30 |  |  | Field Probe | 2016-05-20
UCD-ATL YSI 58 | YSI 58 |  |  | Field Probe | 2016-05-20
UCD-ATL YSI Model 33 EC Meter | YSI Model 33 |  |  | Field Prob | 2008-01-01
UCD-ATL YSI Model 58 DO Meter | YSI Model 58 |  |  | Field Prob | 2008-01-01
UCD-GC Petite Ponar_0.05m2 | Petite Ponar |  |  | Sediment Sampler | 2016-05-20
UCD-GC YSI Meter 650 MDS | YSI Meter 650 | 05C2197AG |  | Field Probe | 2016-05-20
UCD-GC YSI Meter Exo3 | YSI Multimeter |  |  | Field Probe | 2020-08-10
UCD-HOBB Otter Trawl | Otter Trawl |  | Length | TissueCollection | 2018-07-31
UCD-HOBB Otter Trawl | Otter Trawl |  | Stretch | TissueCollection | 2018-07-31
UCD-HOBB Otter Trawl | Otter Trawl |  | Area | TissueCollection | 2018-07-31
UCSB-MSI GO-FLO sampling bottle | GO-FLO sampling bottle |  |  | Water Sampler | 2013-09-26
UCSB-MSI Hand Held Meter | Hand Held Meter |  |  | Field Probe | 2016-05-20
UCSB-MSI Seabird SBE 16 plus CTD | Seabird SBE 16 plus CTD |  |  | Field Probe | 2016-05-20
UCSB-MSI SeaFET #42 | SeaFET | 42 |  | Field Probe | 2016-05-20
UCSB-MSI SeaFET #43 | SeaFET | 43 |  | Field Probe | 2016-05-20
UCSB-MSI SeaFET #48 | SeaFET | 48 |  | Field Probe | 2016-05-20
UCSB-MSI SeaFET #50 | SeaFET | 50 |  | Field Probe | 2016-05-20
UCSB-MSI uCTD | uCTD |  |  | Field Probe | 2013-09-26
UCSB-VL_MC-400 | MC-400 Hedrick/Marrs Multi-Corer |  |  |  | 2025-05-09
UCSB-VL_MiniMuc | K.U.M. MiniMuc compact deep-sea core sampler |  |  |  | 2025-05-09
UCSC-DET YSI 85 water quality meter | YSI 85 |  |  | FieldProb | 2016-05-20
UCSC-IMS DuraFET | DuraFET |  |  | Field Probe | 2016-05-20
UCSC-IMS YSI 6600 | YSI 6600 |  |  | Field Probe | 2016-05-20
UCSD-SIO SeaFET | SeaFET |  |  | Field Probe | 2016-05-20
UFRW_Swoffer_Model 2100 | Swoffer_Model 2100 | NR |  | Field Prob | 2016-05-20
UFRW_YSI 63 | YSI 63 | NR |  | Field Prob | 2010-08-18
UFRW_YSI 85 | YSI 85 | NR |  | Field Prob | 2010-08-18
UFRWG_Swoffer 2100 | Swoffer 2100 |  |  |  | 2016-05-20
UFRWG_YSI 63 | YSI 63 |  |  |  | 2014-12-08
UFRWG_YSI 85 | YSI 85 |  |  |  | 2014-12-08
UM-AGNR Petite Ponar_0.0039m2 | Petite Ponar |  |  | Sediment Sampler | 2016-05-20
UnknownElectroFishingVessel | UnknownElectroFishingVessel |  |  | TissueCollection | 2016-05-20
US DH-84 sampler | US DH-84 depth-integrating wading sampler |  |  |  | 2019-12-05
USBR YSI Meter 650 | YSI 650 |  |  | Field Prob | 2012-02-08
USBR YSI Meter EXO1 | YSI EXO1 | 21E101950 |  | Field Prob | 2022-03-08
USBR-CGBRO_ECD AQUA-MULTIX Portable Water Sampler | AQUA-MULTIX Portable Water Sampler |  |  |  | 2025-07-11
USBR-MP-157 Sigma MAX GR GBA_01_03 | Sigma MAX GR GBA Automated water sampler |  |  | WaterSampler | 2016-05-20
USBR-MP-157 Sigma MAX GR GBA_02 | Sigma MAX GR GBA Automated water sampler |  |  | WaterSampler | 2016-05-20
USBR-SCCAO YSI Meter 600 XL | YSI 600 XL |  |  | Field Prob | 2016-05-20
USEPA_RaftShocker | 14' Raft Shocker |  |  | TissueCollection | 2016-05-20
USFS-FlowMate 2000 | Marsh-McBirney Flow-Mate 2000 |  |  | Field Probe | 2016-05-20
USFS-YSI Meter 556 | YSI Meter 556 |  |  | Field Probe | 2016-05-20
USFWS-Arcata_ElectoShock | Electro Shock Boat |  |  | TissueCollection | 2016-05-20
USFWS-Arcata_TrammelNet | Trammel Net |  |  | TissueCollection | 2016-05-20
USGS Panoche CA I-5 NR Silver Creek CA | USGS Panoche CA I-5 NR Silver Creek CA |  |  |  | 2017-01-12
USGS San Joaquin River near Vernalis Gage | USGS San Joaquin River near Vernalis Gage (VNS) |  |  | Field Prob | 2016-05-20
USGS Atascadero C Nr Goleta CA Gage | USGS Atascadero C Nr Goleta CA Gage | 11120000 |  | Field Probe | 2016-05-20
USGS D77 depth integrating sampler | D77 depth integrating sampler |  |  |  | 2017-08-07
USGS DH77 depth integrating sampler | DH77 depth integrating sampler |  |  |  | 2017-08-07
USGS DH-81 sampler | DH-81 sampler |  |  |  | 2017-08-07
USGS DH-95 Teflon bottle | DH-95 Teflon bottle |  |  |  | 2017-08-07
USGS Gage Bucks Creek below Diversion Dam | USGS Gage Bucks Creek below Diversion Dam, near Bucks Lodge, CA |  |  |  | 2016-05-20
USGS Gage Del Puerto Crk near Patterson | USGS Del Puerto Crk near Patterson Gage |  |  | Field Prob | 2016-05-20
USGS Gage French Camp Slough at Airport Way | USGS French Camp Slough at Airport Way Gage |  |  | Field Prob | 2016-05-20
USGS Gage Gerle Creek below Loon Lake | USGS Gage Gerle Creek below Loon Lake |  |  |  | 2020-05-08
USGS Gage Grizzly Creek below Diversion Dam | USGS Gage Grizzly Creek below Diversion dam, near Storrie, CA |  |  |  | 2016-05-20
USGS Gage Rubicon River below Rubicon Reservoir | USGS Gage Rubicon River below Rubicon Reservoir |  |  |  | 2020-05-08
USGS Gage Sacramento River at Freeport | USGS Sacramento River at Freeport Gage (FTP) |  |  | Field Prob | 2016-05-20
USGS Gage Sacramento River at Verona | USGS Sacramento River at Verona Gage (VON) |  |  | Field Prob | 2016-05-20
USGS Gage SF American River below Chili Bar | USGS Gage SF American River below Chili Bar |  |  |  | 2020-05-08
USGS Gage SF American River near Camino | USGS Gage SF American River near Camino |  |  |  | 2020-05-08
USGS Gage SF Silver Creek near Ice House | USGS Gage SF Silver Creek near Ice House |  |  |  | 2020-05-08
USGS Gage Silver Creek below Camino Diversion Dam | USGS Gage Silver Creek below Camino Diversion Dam |  |  |  | 2020-05-08
USGS Orestimba Creek near Newman Gage | USGS Orestimba Creek near Newman Gage (ORE) |  |  | Field Prob | 2016-05-20
USGS San Joaquin R A Merced R Near Newman CA Gage | USGS 11273400 San Joaquin River Above Merced River Near Newman CA Gage |  |  |  | 2020-11-24
USGS San Joaquin R at Fremont Ford Bridge CA Gage | USGS 11261500 San Joaquin River at Fremont Ford Bridge CA Gage |  |  |  | 2020-11-24
USGS San Joaquin River Near Crows Landing CA Gage | USGS 11274550 San Joaquin River Near Crows Landing CA Gage |  |  |  | 2020-11-24
USGS SN NA | Not Recorded |  |  |  | 2012-03-29
USGS US D-96 Bag Sampler | US D-96 Bag Sampler |  |  |  | 2017-08-07
USGS US D-96-A1 Bag Sampler | US D-96-A1 Bag Sampler |  |  |  | 2017-08-07
USGS_AquaTroll 600_558883 | Aqua Troll 600 Multiparameter Sonde | 558883 |  | Field Probe | 2023-12-28
USGS_AquaTroll 600_687495 | Aqua Troll 600 Multiparameter Sonde | 687495 |  | Field Probe | 2023-12-28
USGS-CAWSC_US D-96 Teflon Depth Integrated Sampler | US D-96 Teflon Depth Integrated Sampler |  |  |  | 2018-03-04
USGS-CAWSC_YSI 6920V2 | YSI 6920V2 |  |  |  | 2018-03-04
USGS-NAWQA YSI EXO1 | YSI EXO1 |  |  | Field Probe | 2021-08-06
USGS-PFRG-OCRL Fisherbrand Trace.Digit.Thermometer | Fisherbrand Traceable Digital Thermometer Handle Probe |  |  | Air | 2024-02-16
USGS-PFRG-OCRL YSI 6920v2 | YSI 6920 v2 |  |  |  | 2019-04-08
USGS-PFRG-OCRL YSI EXO1 | YSI EXO1 |  |  | Field Prob | 2021-06-23
USGS-Scto YSI 556 | YSI 556 |  |  | Field Probe | 2016-05-20
USGS-WERC Net | Net |  |  | TissueCollection | 2015-09-29
USLT-PHTESTR2 | Oakton pH Meter |  |  |  | 2016-05-20
Vacutainer system - glass | Glass vacutainer tubes |  |  | TissueCollection | 2014-10-30
Vacutainer system - plastic | Plastic vacutainer tubes |  |  | TissueCollection | 2014-10-30
Van Dorn Sampler | Van Dorn Sampler |  |  | WaterSampler | 2015-01-21
Van Dorn Sampler and Churn Splitter | Van Dorn Sampler and Churn Splitter |  |  | Water Sampler | 2015-03-05
Van Veen Grab | Van Veen Grab |  |  | Sediment | 2016-05-20
VeeGee Thermometer | VeeGee Thermometer |  |  |  | 2019-01-04
VWR Infrared Type K Thermometer | Infrared thermometer |  |  |  | 2016-05-20
Wading Rod | Water Depth Measurements |  |  | Water Sampler | 2021-02-12
Water Level Sounder | Device to measure water depth |  |  | Field Probe | 2019-05-09
WestonSolu_Marsh-McBirney_2004698 | Marsh-McBirney Flo-Mate 2000 | 2004698 |  | Field Probe | 2024-07-17
WestonSolu_YSI EXO3_20K101004 | YSI EXO3 Multiparameter Sonde | 20K101004 |  | Field Probe | 2024-07-17
WestonSolu_YSI EXO3_21F102451 | YSI EXO3 Multiparameter Sonde | 21F102451 |  | Field Probe | 2024-07-17
WestonSolu_YSI_ProDSS_19E102075 | YSI ProDSS | 19E102075 |  | Field Probe | 2024-07-17
Wildco PTFE (Teflon) Kemmerer 1.2 L | 1.2 liter Wildco PTFE (Teflon) Kemmerer water sampler |  |  |  | 2019-07-26
WIRL_Accumet AP85 Portable pH/Conductivity meter | Accumet AP85 Portable pH/Conductivity meter |  |  |  | 2020-10-29
WIRL_YSI Environmental ProODO Digital Optical Diss | YSI Environmental ProODO Digital Optical Dissolved Oxygen Instrument |  |  |  | 2020-10-29
WRA_YSI85 | WRA YSI Model 85 Temperature Meter |  |  | Field Probe | 2018-01-10
WRS Beckman pH | Beckman pH |  |  | Field Probe | 2016-05-20
WRS Hach Turbidimeter | Hach Turbidimeter |  |  | Field Probe | 2016-05-20
WRS YSI Conductivity Meter | YSI Conductivity Meter |  |  | Field Probe | 2016-05-20
WSJRWC_Swoffer_Model 2100 | Swoffer_Model 2100 | NR |  | Field Prob | 2016-05-20
WSJRWC_YSI 556 | YSI 556 | NR |  | Field Prob | 2010-08-09
WSP_SD_SkyPkwy Marsh-McBirney Flo-Mate 2000 | Marsh-McBirney Flo-Mate 2000 |  |  | Field Probe | 2024-08-09
WSP_YSI ProPlus | YSI ProPlus Multiparameter Meter |  |  | Field Probe | 2024-11-18
WSP_YSI ProQuatro | YSI ProQuatro Multiparameter Meter |  |  | Field Probe | 2024-11-18
WSP-Roseville_Pressure Bailer | Disposable HDPE threaded pressure bailers |  |  | Water Sampler | 2026-07-24
WSP-Roseville_YSI ProQuatro | YSI ProQuatro Multiparameter Meter |  |  | Field Probe | 2026-07-24
WSRCD Field Device | Field collection device |  |  | Field Probe | 2014-08-10
WTA-CWC-02 | Thermometer |  |  |  | 2016-05-20
WTA-CWC2 | Bulb Thermometer |  |  |  | 2016-05-20
WWD_Flow Meter | Flow Meter |  |  | Field Prob | 2011-05-12
WWD_Multimeter | Multimeter |  |  | Field Prob | 2011-05-12
YSI #102 | YSI ProPlus Quatro | 17C104560 |  | Field Probe | 2021-10-06
YSI #103 | YSI ProPlus Quatro | 17H100326 |  | Field Probe | 2021-10-06
YSI 101 | Dissolved Oxygen Meter |  |  |  | 2016-05-20
YSI 4Y YSI Professional Plus | YSI Professional Plus |  |  |  | 2019-01-04
YSI 55 | YSI 55 Dissolved Oxygen Meter |  |  |  | 2019-08-27
YSI 556 | YSI 556 |  |  |  | 2016-05-20
YSI 556 MPS | YSI 556 MPS |  |  | Field Probe | 2016-05-20
YSI 556 MPS Multimeter | YSI 556 |  |  |  | 2016-05-20
YSI EXO1 | YSI EXO1 |  |  |  | 2019-01-08
YSI Pro DSS | YSI Multimeter |  |  |  | 2016-12-06
YSI Pro ODO | YSI Pro ODO (Temp, DO) |  |  |  | 2016-12-09
YSI Pro1020 | YSI Pro1020 | 19D101037 |  | Field Probe | 2020-02-14
YSI Pro1020-2 | YSI Instrument |  |  | Field Probe | 2021-02-12
YSI ProDSS | YSI ProDSS |  |  |  | 2018-06-25
YSI ProDSS22 | YSI ProDSS | 22A103287 |  | Field Probe | 2023-07-14
YSI ProDSS38 | YSI ProDSS | 19J100049 |  | Field Probe | 2023-05-17
YSI ProDSS39 | YSI ProDSS | 19J100050 |  | Field Probe | 2023-05-17
YSI ProDSS42 | YSI ProDSS | 19J101003 |  | Field Probe | 2023-05-17
YSI ProDSS49 | YSI ProDSS | 20F000290 |  | Field Probe | 2023-05-17
YSI Professional Plus | Multiparameter Water Quality Instrument |  |  |  | 2017-04-07
YSI Professional Plus Conductivity Probe | YSI Professional Plus Conductivity Probe |  |  |  | 2020-03-26
YSI Professional Plus Nitrate Probe | YSI Professional Plus Nitrate Probe |  |  |  | 2020-03-26
YSI Professional Plus pH probe | YSI Professional Plus pH probe |  |  |  | 2020-03-26
YSI Sonde 6920-V2-2 | YSI 9620V2-2 |  |  | Field Probe | 2016-05-20
YSI-6600-SONDE | YSI Conductivity Meter |  |  | Field Probe | 2016-05-20
YSI-85 OO140086 EC | YSI Conductivity Meter |  |  | Field Probe | 2016-05-20
YSI85#06G2126 | YSI Multimeter |  |  | Field Probe | 2016-05-20
YSI-CWC-01 | YSI Multimeter |  |  | Field Probe | 2016-05-20
YSI-CWC-556 | YSI Multimeter |  |  | Field Probe | 2016-05-20
YSI-CWC-556-02 | YSI Multimeter |  |  | Field Probe | 2016-05-20
YSITRWC | YSI Dissolved Oxygen Meter 550 DO |  |  |  | 2014-07-09
Yurok-Tribe YSI 6-series sonde 806 | YSI small 6-series sonde with handheld meter | 10H100806 |  | samplewater | 2019-03-12
Yurok-Tribe YSI EXO2 sonde 367 | YSI EXO2 sonde with EXO handheld meter | 18J102367 |  | samplewater | 2019-03-12
YWMP LaMotte 2020we | LaMotte: 2020we Turbidimeter |  |  | Field Probe | 2017-03-06
YWMP Oakton Tester 10 | Oakton Tester 10 |  |  | Field Probe | 2017-03-06
YWMP YSI Pro20 | YSI Pro20 dissolved oxygen meter |  |  | Field Probe | 2017-03-06
YWMP YSI Pro30 | YSI Pro30 Conductivity |  |  | Field Probe | 2017-03-06
ZALOM Orchard Runoff AutoSampler | ZALOM Orchard Runoff AutoSampler |  |  | Water Sampler | 2016-05-20
Zone7_Marsh-McBirney Flowmate 2000 | Marsh-McBirney Flowmate 2000 |  |  |  | 2017-03-09
Zone7_YSI 556 | YSI 556 |  |  | Field Probe | 2017-03-09